## sheet1
Tool Ref, No | S/no of the item | 12NC | Description | Qty | Purchase Date | Purchase values | Location / Owner | Country | Tools Status | Calibration Interval | Calibration Vendor | 2014 Date Calibrated | 2015 Calibration Due Date | 2015 Date Calibrated | 2016 Calibration Due Date | 2016 Date Calibrated | 2017 Calibration Due Date | Sent date for calibration | FY 17 Calibration Certificate No: | Remark | Previous location | FSE Update | Status
M04P004B | 136279 | N/A | Unfors XI MAM W/AL scanning detector | 1 |  | 300 | Abdulelah Ahmed | Yemen | Returned | 12 Months | Frank Shield | [8 empty] | Returned for credit |  | Returns | Returned
M06S004 | 92 | 452230035472 | EDL tool | 1 |  | 1711.94 | Abdulelah Ahmed | Yemen | Active no calibration needed | No Calibration | [9 empty] | In possession of FSE |  | Annual tool count conducted in Dec 2016 and tool confirm in stock | In Stock
M24S002 | 170 | N/A | pressure gauge | 1 |  | 1 | Abdulelah Ahmed | Yemen | Active no calibration needed | No Calibration | [9 empty] | In possession of FSE |  | Annual tool count conducted in Dec 2016 and tool confirm in stock | In Stock
M25S002 | 126 | N/A | Drilling machine-AEG | 1 |  | 1 | Abdulelah Ahmed | Yemen | Active no calibration needed | No Calibration | [9 empty] | In possession of FSE |  | Annual tool count conducted in Dec 2016 and tool confirm in stock | In Stock
M25S003 | 127 | N/A | Drilling machine-12v battery makitA | 1 |  | 1 | Abdulelah Ahmed | Yemen | Active no calibration needed | No Calibration | [9 empty] | In possession of FSE |  | Annual tool count conducted in Dec 2016 and tool confirm in stock | In Stock
M45S003 | 149 | N/A | He transfer line | 1 |  | 1 | Abdulelah Ahmed | Yemen | Active no calibration needed | No Calibration | [9 empty] | In possession of FSE |  | Annual tool count conducted in Dec 2016 and tool confirm in stock | In Stock
M56S002 | 159 | 452215021651 | Cold head maintenance kit | 1 |  | 10850.39 | Abdulelah Ahmed | Yemen | Active no calibration needed | No Calibration | [9 empty] | In possession of FSE |  | Annual tool count conducted in Dec 2016 and tool confirm in stock | In Stock
M62S001 | 166 | N/A | vacuum cleaner - sanyo | 1 |  | 1 | Abdulelah Ahmed | Yemen | Active no calibration needed | No Calibration | [9 empty] | In possession of FSE |  | Annual tool count conducted in Dec 2016 and tool confirm in stock | In Stock
NO serial | N/A | 812210658261 | ASSY TESLA METER | 1 |  | 27927.9 | Abdulelah Ahmed | Yemen | Returned | 12 Months | [9 empty] | Returned for credit |  | Returns | Returned
PH-GU-00042 | 83210061 | N/A | Dig.Multimeter | 1 |  |  | Abdulelah Ahmed | Yemen | Returned | 12 Months | [9 empty] | Returned for credit |  | Returns | Returned
PH-GU-00043 | 11700055 | N/A | Scopemeter | 1 |  | 2982 | Abdulelah Ahmed | Yemen | Active & Calibrated | 12 Months | Haris Al Afaq | 2014-06-30 | 2015-06-30 | 2015-10-18 | 2016-10-18 | not calibarated due to country ustability-Yemen |  |  |  | In possession of FSE |  | Annual tool count conducted in Dec 2016 and tool confirm in stock | In Stock
PH-GU-00044 | 108930 | N/A | Dig.MAS Meter | 1 |  |  | Abdulelah Ahmed | Yemen | Returned | 12 Months | [9 empty] | Returned for credit |  | Returns | Returned
PH-GU-00050 | 136185, 136279 | N/A | Unfors Xi-RF | 1 |  |  | Abdulelah Ahmed | Yemen | Returned | 12 Months | [9 empty] | Returned for credit |  | Returns | Returned
PH-GU-00069 | 96040086 | N/A | Fluke177-Multimeter | 1 |  | 230 | Abdulelah Ahmed | Yemen | Active & Calibrated | 12 Months | Haris Al Afaq | 2014-09-24 | 2015-09-24 |  |  | 2016-02-23 | 2017-02-23 |  |  | In possession of FSE |  | Annual tool count conducted in Dec 2016 and tool confirm in stock | In Stock
PH-GU-00131 | 140539340 | 452298037662 | Clamp on Leak Hi Tester | 1 |  | 313.13 | Abdulelah Ahmed | Yemen | Active & Calibrated | 12 Months | HIOKI | 2014-05-29 | 2015-05-29 | 2015-10-18 | 2016-10-18 | not calibarated due to country ustability-Yemen |  |  |  | In possession of FSE |  | Annual tool count conducted in Dec 2016 and tool confirm in stock | In Stock
PH-GU-NC-093 | 171 | N/A | heater gun | 1 |  | 1 | Abdulelah Ahmed | Yemen | Active no calibration needed | No Calibration | [9 empty] | In possession of FSE |  | Annual tool count conducted in Dec 2016 and tool confirm in stock | In Stock
PH-GU-NC-094 | 197 | N/A | phantom genl purpose, multi tissue | 1 |  | 1 | Abdulelah Ahmed | Yemen | Active no calibration needed | No Calibration | [9 empty] | In possession of FSE |  | Annual tool count conducted in Dec 2016 and tool confirm in stock | In Stock
PH-GU-NC-095 | 200735 | 812210274902 | shim gantry NT/INTERA/3T | 1 |  | 7677.15 | Abdulelah Ahmed | Yemen | Active no calibration needed | No Calibration | [9 empty] | In possession of FSE |  | Annual tool count conducted in Dec 2016 and tool confirm in stock | In Stock
PH-GU-NC-096 | N/A | 453501000181 | Universal de-ice kit | 1 |  | 2751.2 | Abdulelah Ahmed | Yemen | Active no calibration needed | No Calibration | [9 empty] | In possession of FSE |  | Annual tool count conducted in Dec 2016 and tool confirm in stock | In Stock
TC078-03 | 123499 | N/A | unfors light meter | 1 |  | 1 | Abdulelah Ahmed | Yemen | Returned | 12 Months | [9 empty] | Returned for credit |  | Returns | Returned
X01S006 | 4 | 452298038462 | IMAGE QUALITY TOOL KIT | 1 |  | 3759.22 | Abdulelah Ahmed | Yemen | Active no calibration needed | No Calibration | [9 empty] | In possession of FSE |  | Annual tool count conducted in Dec 2016 and tool confirm in stock | In Stock
PH-GU-00030 | 51960607 | N/A | FLUKE73-Multimeter | 1 |  |  | Abdullah Al Shaikh | Oman | Returned | 12 Months | [9 empty] | Returned for credit |  | Returns | Returned
PH-GU-00078 | 181799, 178040, 190921 | N/A | Unfors Mult-O-Meter (R/F) | 1 |  |  | Abdullah Al Shaikh | Oman | Returned | 12 Months | [9 empty] | Returned for credit |  | Returns | Returned
PH-GU-00115 | 25550376 | N/A | Fluke179-Multimeter | 1 |  | 234 | Abdullah Al Shaikh | Oman | Active & Calibrated | 12 Months | Haris Al Afaq | 2014-12-31 | 2015-12-31 |  | 2015-12-31 | 2016-01-14 | 2017-01-14 |  |  | In possession of FSE |  | Annual tool count conducted in Dec 2016 and tool confirm in stock | In Stock
PH-GU-00156 | 210622, 212608, 213959, 215909 | N/A | Light Sensor, mAs, R/F Sensor, MAM Sensor | 1 |  | 9320 | Abdullah Al Shaikh | Oman | Active & Calibrated | 12 Months | RaySafe |  |  | 2015-04-27 | 2016-04-27 | 2016-05-10 | 2017-05-10 |  |  | In possession of FSE |  | Annual tool count conducted in Dec 2016 and tool confirm in stock | In Stock
PH-GU-NC-097 | N/A | 452213054418 | NON MAGNETIC TOOLS NT | 1 |  | 1467.98 | Abdullah Al Shaikh | Oman | Active no calibration needed | No Calibration | [9 empty] | In possession of FSE |  | Annual tool count conducted in Dec 2016 and tool confirm in stock | In Stock
PH-GU-00112 | 24080491 | N/A | Fluke179-Multimeter | 1 |  | 234 | Adel Almaswari | Yemen | Active & Calibrated | 12 Months | Haris Al Afaq |  |  | 2015-01-15 | 2016-01-15 | 2016-03-07 | 2017-02-23 |  |  | In possession of FSE |  | Annual tool count conducted in Dec 2016 and tool confirm in stock | In Stock
PH-GU-NC-367 | N/A | 452298038462 | IMAGE QUALITY TOOL KIT | 1 |  | 3759.22 | Adel Almaswari | Yemen | Active no calibration needed | No Calibration | [9 empty] | In possession of FSE |  | Annual tool count conducted in Dec 2016 and tool confirm in stock | In Stock
PH-GU-NC-368 | N/A | 452250066041 | DENSITOMETER 220 V | 1 |  | 1364.66 | Adel Almaswari | Yemen | Active no calibration needed | No Calibration | [9 empty] | In possession of FSE |  | Annual tool count conducted in Dec 2016 and tool confirm in stock | In Stock
TC-129 | TC-129 | N/A | Toolkit, standard | 1 |  | 666.48 | Adel Almaswari | Yemen | Active no calibration needed | No Calibration | [6 empty] | 2016-01-13 |  |  | In possession of FSE |  | Annual tool count conducted in Dec 2016 and tool confirm in stock | In Stock
PH-GU-NC-389 | N/A | 452298038462 | IMAGE QUALITY TOOL KIT | 1 |  | 3759.22 | Adel Hamud | Yemen - Sanaa | Active no calibration needed | No Calibration | [9 empty] | In possession of FSE |  | Annual tool count conducted in Dec 2016 and tool confirm in stock | In Stock
PH-GU-NC-388 | N/A | 452250066041 | DENSITOMETER 220 V | 1 |  | 1364.66 | Adel Hamud | Yemen - Sanaa | Active no calibration needed | No Calibration | [9 empty] | In possession of FSE |  | Annual tool count conducted in Dec 2016 and tool confirm in stock | In Stock
PH-GU-NC-374 | N/A | 459800881391 | Service Smart Card | 15 |  | 99.9 | Aftab | UAE | Active no calibration needed | No Calibration | [9 empty] | In possession of FSE |  | Annual tool count conducted in Dec 2016 and tool confirm in stock | In Stock
PH-GU-00048 | 17470180 | N/A | Fluke177-Multimeter | 1 |  | 230 | Amjad Ameen | UAE | Active & Calibrated | 12 Months | Haris Al Afaq | 2014-10-27 | 2015-10-27 | 2015-10-18 | 2016-10-18 | 2016-10-26 | 2017-10-26 |  |  | In possession of FSE |  | Annual tool count conducted in Dec 2016 and tool confirm in stock | In Stock
PH-GU-NC-098 | N/A | 452298038603 | SERVICE PC CABLE KIT | 1 |  | 164.42 | Amjad Ameen | UAE | Active no calibration needed | No Calibration | [6 empty] | 2016-03-08 |  |  | In possession of FSE |  | Annual tool count conducted in Dec 2016 and tool confirm in stock | In Stock
PH-GU-NC-099 | N/A | 459800881391 | Service Smart Card | 1 |  | 33.3 | Amjad Ameen | UAE | Active no calibration needed | No Calibration | [6 empty] | 2016-01-06 |  |  | In possession of FSE |  | Annual tool count conducted in Dec 2016 and tool confirm in stock | In Stock
PH-GU-NC-360 | N/A | 459801094651 | OMNIKEY 3021 USB Smart Card Reader(2.03 | 2 |  | 25.26 | Amjad Ameen | UAE | Active no calibration needed | No Calibration | [9 empty] | In possession of FSE |  | Annual tool count conducted in Dec 2016 and tool confirm in stock | In Stock
PH-GU-NC-363 | N/A | 459800881391 | Service Smart Card | 2 |  | 13.32 | Amjad Ameen | UAE | Active no calibration needed | No Calibration | [9 empty] | In possession of FSE |  | Annual tool count conducted in Dec 2016 and tool confirm in stock | In Stock
PH-GU-00114 | 25550377 | N/A | Fluke179-Multimeter | 1 |  | 234 | Anand Pishe | Oman | Active & Calibrated | 12 Months | MSSI | 2014-12-21 | 2015-12-20 | 2015-12-14 | 2016-12-14 |  |  |  |  | In possession of FSE |  | Annual tool count conducted in Dec 2016 and tool confirm in stock | In Stock
PH-GU-NC-100 | N/A | 452221042312 | Smart card reader mem 6121 | 1 |  | 26.84 | Anand Pishe | Oman | Active no calibration needed | No Calibration | [6 empty] | 2016-03-14 |  |  | In possession of FSE |  | Annual tool count conducted in Dec 2016 and tool confirm in stock | In Stock
PH-GU-NC-101 | N/A | 452298038262 | toolset | 1 |  | 666.48 | Anand Pishe | Oman | Active no calibration needed | No Calibration | [6 empty] | 2016-01-10 |  |  | In possession of FSE |  | Annual tool count conducted in Dec 2016 and tool confirm in stock | In Stock
PH-GU-NC-102 | N/A | 451213365431 | USB to Serial RS-232 Adapter | 1 |  | 14.8 | Anand Pishe | Oman | Active no calibration needed | No Calibration | [9 empty] | In possession of FSE |  | Annual tool count conducted in Dec 2016 and tool confirm in stock | In Stock
PH-GU-NC-103 | N/A | 452298038603 | SERVICE PC CABLE KIT | 1 |  | 164.42 | Anand Pishe | Oman | Active no calibration needed | No Calibration | [9 empty] | In possession of FSE |  | Annual tool count conducted in Dec 2016 and tool confirm in stock | In Stock
PH-GU-NC-104 | N/A | 452210466113 | D-CONNECTOR MEASURING TOOL | 1 |  | 99.37 | Anand Pishe | Oman | Active no calibration needed | No Calibration | [9 empty] | In possession of FSE |  | Annual tool count conducted in Dec 2016 and tool confirm in stock | In Stock
PH-GU-NC-395 | N/A | 452298038081 | IEC LEAKAGE CURRENT PROBE | 1 |  | 307.8 | Anand Pishe | Oman - Al Khuwair | Active no calibration needed | No Calibration | [9 empty] | In possession of FSE |  | Annual tool count conducted in Dec 2016 and tool confirm in stock | In Stock
PH-GU-00172 | 30460034 | N/A | Fluke-287/EUR | 1 |  | 329 | Aneesh Nair | UAE | Active & Calibrated | 12 Months | PMS-HOLLAND |  |  | 2015-10-19 | 2016-10-19 | 2016-10-26 | 2017-10-26 |  |  | In possession of FSE |  | Annual tool count conducted in Dec 2016 and tool confirm in stock | In Stock
PH-GU-NC-105 | N/A | 452298038603 | SERVICE PC CABLE KIT | 1 |  | 164.42 | Aneesh Nair | UAE | Active no calibration needed | No Calibration | [9 empty] | In possession of FSE |  | Annual tool count conducted in Dec 2016 and tool confirm in stock | In Stock
PH-GU-NC-106 | N/A | 452221042312 | SMART CARD READER CARD MEM 6121 | 1 |  | 26.84 | Aneesh Nair | UAE | Active no calibration needed | No Calibration | [9 empty] | In possession of FSE |  | Annual tool count conducted in Dec 2016 and tool confirm in stock | In Stock
PH-GU-NC-107 | N/A | 452250066171 | TOOL KIT, COMPACT | 1 |  | 136.94 | Aneesh Nair | UAE | Active no calibration needed | No Calibration | [9 empty] | In possession of FSE |  | Annual tool count conducted in Dec 2016 and tool confirm in stock | In Stock
PH-GU-NC-108 | N/A | 452214239252 | Mini Ratchet drive system | 1 |  | 57.46 | Aneesh Nair | UAE | Active no calibration needed | No Calibration | [9 empty] | In possession of FSE |  | Annual tool count conducted in Dec 2016 and tool confirm in stock | In Stock
PH-GU-NC-412 | N/A | 452250066061 | Collimator test tool | 1 |  | 289.68 | Aneesh Nair | UAE - Dubai | Active no calibration needed | No Calibration | [9 empty] | In possession of FSE |  | Annual tool count conducted in Dec 2016 and tool confirm in stock | In Stock
PH-GU-NC-411 | N/A | 452250066071 | Beam alignment test tool | 1 |  | 322.8 | Aneesh Nair | UAE - Dubai | Active no calibration needed | No Calibration | [9 empty] | In possession of FSE |  | Annual tool count conducted in Dec 2016 and tool confirm in stock | In Stock
PH-GU-NC-394 | N/A | 451213382341 | CS alignment tool | 1 |  | 188.6 | Aneesh Nair | UAE - Dubai | Active no calibration needed | No Calibration | [9 empty] | In possession of FSE |  | Annual tool count conducted in Dec 2016 and tool confirm in stock | In Stock
PH-GU-NC-393 | N/A | 452298038081 | IEC LEAKAGE CURRENT PROBE | 1 |  | 307.8 | Aneesh Nair | UAE - Dubai | Active no calibration needed | No Calibration | [9 empty] | In possession of FSE |  | Annual tool count conducted in Dec 2016 and tool confirm in stock | In Stock
PH-GU-00001 | 146946, 149248, 173662 | N/A | Unfors Xi mAs, Detect(R/F&Mamoo), Light Detector | 1 |  | 1120 | B3 Tools | UAE | Returned | 12 Months | [9 empty] | Returned for credit |  | Returns | Returned
PH-GU-00008 | 136278, 136186, 199034 | N/A | Unfors Xi Ext.Det.RF&M, Mas, Light | 1 |  | 1120 | B3 Tools | UAE | Returned | 12 Months | [9 empty] | Returned for credit |  | Returns | Returned
PH-GU-00009 | 129514 | N/A | Unfors O Meter-704 (mAs) | 1 |  |  | B3 Tools | UAE | Returned | 12 Months | [9 empty] | Returned for credit |  | Returns | Returned
PH-GU-00010 | 129512 | N/A | Unfors O Meter-704 (mAs) | 1 |  |  | B3 Tools | UAE | Returned | 12 Months | [9 empty] | Returned for credit |  | Returns | Returned
PH-GU-00011 | 164916, 164223, 163533 | N/A | R/F Detector, mAs, Light Detector | 1 |  | 1120 | B3 Tools | UAE | Returned | 12 Months | [9 empty] | Returned for credit |  | Returns | Returned
PH-GU-00012 | 165143, 164879 | N/A | Unfors Base CT, CT detector | 1 |  | 1120 | B3 Tools | UAE | Returned | 12 Months | [9 empty] | Returned for credit |  | Returns | Returned
PH-GU-00013 | 240204 | 452298037662 | Hioki Clamp meter | 1 |  | 776 | B3 Tools | UAE | Active & Calibrated | 12 Months | Haris Al Afaq | 2015-01-04 | 2016-01-04 | 2016-01-04 | 2016-01-04 | 2016-01-13 | 2017-01-13 |  |  | in 4th Floor cupboard as on 23/07/2015 | recived for calibration on 23/12/2014 | Annual tool count conducted in Dec 2016 and tool confirm in stock | In Stock
PH-GU-00014 | DM5950233 | N/A | Scopemeter | 1 |  |  | B3 Tools | UAE | Returned | 12 Months | [9 empty] | Returned for credit |  | Returns | Returned
PH-GU-00017 | 450286/D | N/A | Magnetic Field Camera | 1 |  |  | B3 Tools | UAE | Returned | 12 Months | [9 empty] | Returned for credit |  | Returns | Returned
PH-GU-00019 | 101008 | N/A | Earth Bonding Tester | 1 |  |  | B3 Tools | UAE | Returned | 12 Months | [9 empty] | Returned for credit |  | Returns | Returned
PH-GU-00020 | 101005 | N/A | Earth Bonding Tester | 1 |  |  | B3 Tools | UAE | Returned | 12 Months | [9 empty] | Returned for credit |  | Returns | Returned
PH-GU-00026 | B087418 (5110349508),1525274, 11016642 | N/A | Torch wrench | 1 |  | 637.67 | B3 Tools | UAE | Active & Calibrated | 12 Months | Grey Macanzie | 2014-06-25 | 2015-06-25 | 2015-06-30 | 2016-06-30 | 2016-06-19 | 2017-06-18 |  |  | Sent to Sherief on 22/12/2016 for masfout work | In B3 from 20.10.2016 | Annual tool count conducted in Dec 2016 and tool confirm in stock | In Stock
PH-GU-00054 | 6430-694651910070 | 452250066091 | BM121 Insulation Resistance Tester -Megger | 1 |  | 334.89 | B3 Tools | UAE | Active & Calibrated | 12 Months | Grey Macanzie | 2014-11-11 | 2015-11-10 | 2015-12-06 | 2016-12-06 |  |  |  |  | Delivered to Roble on 23.10.2016 | Delivered to Roble on 23.10.2016 | Annual tool count conducted in Dec 2016 and tool confirm in stock | In Stock
PH-GU-00055 | 11B200802279 | N/A | Torque wrench | 1 |  |  | B3 Tools | UAE | Returned | 12 Months | [9 empty] | Returned for credit |  | Returns | Returned
PH-GU-00056 | BG1055 | N/A | Digital Torque wrench | 1 |  | 637.67 | B3 Tools | UAE | Active & Calibrated | 12 Months | Grey Macanzie | 2015-01-06 | 2016-01-06 | 2015-01-06 | 2016-01-06 | 2016-01-13 | 2017-01-13 |  |  | Tool sent to Faisal to Auh from calibartion vendor | Sent for calibration on 8/1/2017 | Annual tool count conducted in Dec 2016 and tool confirm in stock | In Stock
PH-GU-00073 | 4045, SL8-1675, Ox3673 | N/A | Simulator Kit with SC-5 CE SimCube - Proonk | 1 |  | 4939 | B3 Tools | UAE | Active & Calibrated | 12 Months | Pronk | 2014-05-15 | 2015-05-15 | 2015-05-26 | 2016-05-26 | 2016-06-08 | 2017-06-08 |  |  | Given to Balaji on 11/1/2017 | In 4th floor cupboard as on 25/10/2016 returned by Roble | Annual tool count conducted in Dec 2016 and tool confirm in stock | In Stock
PH-GU-00094 | 22403108 | N/A | Power Quality & Energy Analyzer | 1 |  | 2830 | B3 Tools | UAE | Active & Calibrated | 12 Months | Haris Al Afaq | 2015-01-04 | 2016-01-04 | 2015-12-23 | 2016-12-23 |  |  |  |  | Sent to Qatar to Waseem on 10/1/2017 | Sent for calibartion on 26/12/2016 | Annual tool count conducted in Dec 2016 and tool confirm in stock | In Stock
PH-GU-00097 | XC5017730001 | N/A | Secutest Tool | 1 |  | 5484 | B3 Tools | UAE | Active & Calibrated | 12 Months | Arabian calibration | 2014-04-29 | 2015-04-29 | 2015-04-28 | 2016-04-28 | 2016-04-13 | 2017-04-13 |  |  | Sent to Yousof on 28/07/2016 | Sent to Oman on 16/06/2016 | Annual tool count conducted in Dec 2016 and tool confirm in stock | In Stock
PH-GU-00101 | N/A | N/A | Eddy Currant | 1 |  | #REF! | B3 Tools | UAE | Returned | 12 Months | [9 empty] | Returned for credit |  | Returns | Returned
PH-GU-00108 | 13120187 | 452230023621 | Mains Resistance Meter | 1 |  | 3431.14 | B3 Tools | UAE | Returned | 12 Months | Grey Macanzie | 2014-06-25 | 2015-06-25 | 2015-06-29 | 2016-06-29 |  |  |  |  | Returned for credit |  | Returns | Returned
PH-GU-00119 | YB5130960001 | N/A | Secutest Tool | 1 |  | 5484 | B3 Tools | UAE | Active & Calibrated | 12 Months | Arabian calibration | 2014-02-23 | 2015-02-23 | 2015-02-17 | 2016-02-17 | 2016-03-08 | 2017-03-08 |  |  | with Qureshi in Alain for installation on 20/7/2016 | given to Balaji for Tawam on 19/7/2016 | Annual tool count conducted in Dec 2016 and tool confirm in stock | In Stock
PH-GU-00133 | 3243 | N/A | TESLA METER | 1 |  |  | B3 Tools | UAE | Returned | 12 Months | [9 empty] | Returned for credit |  | Returns | Returned
PH-GU-00136 | 7072, SL8-3684, Ox7072 | N/A | Simulator Kit with SC-5 CE SimCube - Proonk | 1 |  | 4939 | B3 Tools | UAE | Active & Calibrated | 12 Months | Pronk | 2014-12-18 | 2015-12-18 | 2016-01-06 | 2017-01-06 | 2016-01-06 | 2017-01-06 |  |  | Sent to Balaji on 4/5/2016 | Sent to Jamil on 10/1/2016 after calibration | Annual tool count conducted in Dec 2016 and tool confirm in stock | In Stock
PH-GU-00140 | 140539304 | 452298037662 | Hioki Clamp meter | 1 |  | 776 | B3 Tools | UAE | Active & Calibrated | 12 Months | Grey Macanzie | 2014-05-29 | 2015-05-29 | 2015-05-24 | 2016-05-24 | 2016-05-17 | 2017-05-16 |  |  | Sent to Yameen on 5/1/2015 |  | Annual tool count conducted in Dec 2016 and tool confirm in stock | In Stock
PH-GU-00141 | 20950, 1208598 | N/A | Unfors Mas, RF Senesor | 1 |  | 1120 | B3 Tools | UAE | Active & Calibrated | 12 Months | Frank Shield | 2014-11-04 | 2015-11-04 | 2015-12-08 | 2016-12-08 |  |  |  |  | Sent to Jamil on 11/10/2015 | in 4th floor cupboard as on 30/09/2015 | Annual tool count conducted in Dec 2016 and tool confirm in stock | In Stock
PH-GU-00148 | ZB5273660001 | N/A | Secutest Tool | 1 |  | 5484 | B3 Tools | UAE | Active & Calibrated | 12 Months | Arabian calibration |  |  | 2015-03-08 | 2016-03-08 | 2016-03-14 | 2017-03-14 |  |  | Sent to Yousof to NMC on 18.1.2017 | Sent to Salah to Al Qasimi on 18.1.2017 | Annual tool count conducted in Dec 2016 and tool confirm in stock | In Stock
PH-GU-00158 | 30052609 | N/A | Fluke 190 - Scope Meter | 1 |  | 2982 | B3 Tools | UAE | Active & Calibrated | 12 Months | FLUKE |  |  | 2015-05-30 | 2016-05-30 | 2016-05-30 | 2017-05-30 |  |  | Sent to Qureshi on 9/1/2017 | Recived from Oman on 26/12/2016 in 4th floor cupboard | Annual tool count conducted in Dec 2016 and tool confirm in stock | In Stock
PH-GU-00160 | 31613106 | N/A | Power Quality & Energy Analyzer | 1 |  | 1 | B3 Tools | UAE | Active & Calibrated | 12 Months | RaySafe |  |  | 2015-05-22 | 2016-05-22 | 2016-05-19 | 2017-06-18 |  |  | Sent to Yameen with Amjad on 23/06/2015 | Sent to Yameen with Amjad on 23/06/2015 | Annual tool count conducted in Dec 2016 and tool confirm in stock | In Stock
PH-GU-00174 | 203901, 213297 | N/A | CT Sensor, Base Unit | 1 |  | 2380 | B3 Tools | UAE | Active & Calibrated | 12 Months | Frank Shield |  |  | 2015-10-20 | 2016-10-20 | 2016-10-28 | 2017-10-28 |  |  | Sent to sherif on 11/08/2015 | Sent to Oman on 7/08/2015 | Annual tool count conducted in Dec 2016 and tool confirm in stock | In Stock
PH-GU-00176 | 31330006 | N/A | Fluke 1507 Insulation Tester | 1 |  | 301 | B3 Tools | UAE | Active & Calibrated | 12 Months | Haris Al Afaq | 2016-05-26: 2016-01-10; 2016-06-08: 2016-01-10; 2017-06-08: 2017-01-10 |  |  | Sent for calibration on 15/1/2017 | In 4th floor cupboard | Annual tool count conducted in Dec 2016 and tool confirm in stock | In Stock
PH-GU-00186 | 12150243 | 452230023621 | MAINS RESISTANCE METER MRM100 | 1 |  | 3431.14 | B3 Tools | UAE | Active & Calibrated | 12 Months | Grey Macanzie | 2016-06-08: 2016-06-06; 2017-06-08: 2017-06-06 |  |  | Delivered to Zayed on 26/10/2016 to Hamid | Delivered to Rashid on 16/10/2016 to Roble | Annual tool count conducted in Dec 2016 and tool confirm in stock | In Stock
PH-GU-NC-003 | - | 452298038462 | IM QUAL SERVICE TOOL SET | 1 |  | 3759.22 | B3 Tools | UAE | Active no calibration needed | No Calibration | [9 empty] | in B3 as on 22/7/2015 |  | Annual tool count conducted in Dec 2016 and tool confirm in stock | In Stock
PH-GU-NC-003 | - | 452298038462 | Image Quality Tool | 1 |  | 3142 | B3 Tools | UAE | Active no calibration needed | No Calibration | [9 empty] | in B3 as on 22/7/2015 | Sent Roble on 05/03/2015 | Annual tool count conducted in Dec 2016 and tool confirm in stock | In Stock
PH-GU-NC-074 | 1407041 | N/A | Mannographic Phantom | 1 |  | 686 | B3 Tools | UAE | Active no calibration needed | No Calibration | [9 empty] | sent to Felipe to Mediclinc on 16/11/2015 | In 4th Floor cupboard as on 23/07/2015 | Annual tool count conducted in Dec 2016 and tool confirm in stock | In Stock
PH-GU-NC-092 | - | N/A | Refractometer | 1 |  | 1000 | B3 Tools | UAE | Active no calibration needed | No Calibration | [9 empty] | in 4th floor cupboard as on 22/10/2014 | Sent to Yameen 17/06/2014 | Annual tool count conducted in Dec 2016 and tool confirm in stock | In Stock
PH-GU-NC-109 | N/A | N/A | Level 1 IQ Tool Kit - 452298038462 | 1 |  | 1 | B3 Tools | UAE | Active no calibration needed | No Calibration | [9 empty] | collected from Rahid on 26/10/2016 from Roble and kept in B3 | sent to Global pack to deliver rashid on 16/10/2016 | Annual tool count conducted in Dec 2016 and tool confirm in stock | In Stock
PH-GU-NC-110 | N/A | N/A | Lower Level IQ Tool Kit - 452298038462 | 1 |  | 1 | B3 Tools | UAE | Active no calibration needed | No Calibration | [9 empty] | in B3 as on 02/08/2015 | Sent to emirates medical on 30/07/2015 | Annual tool count conducted in Dec 2016 and tool confirm in stock | In Stock
PH-GU-NC-111 | N/A | N/A | Extraction Tool - Pelican 1450 case | 1 |  | 1 | B3 Tools | UAE | Active no calibration needed | No Calibration | [9 empty] | in B3 as on 17/04/2014 |  | Annual tool count conducted in Dec 2016 and tool confirm in stock | In Stock
PH-GU-NC-112 | - | N/A | Gas Regulator (Old ) | 1 |  | 671 | B3 Tools | UAE | Active no calibration needed | No Calibration | [9 empty] | Sent to Saudi German on 20/6/2016 | Sent to Himanshu on 10/2/2016 | Annual tool count conducted in Dec 2016 and tool confirm in stock | In Stock
PH-GU-NC-113 | - | 452298038572 | PHANTOM HOLDER UNIVERSAL | 1 |  | 174.7 | B3 Tools | UAE | Active no calibration needed | No Calibration | [9 empty] | In 4th floor cupboard |  | Annual tool count conducted in Dec 2016 and tool confirm in stock | In Stock
PH-GU-NC-114 | - | N/A | Digital Level - 90Cms | 1 |  | 1 | B3 Tools | UAE | Active no calibration needed | No Calibration | [9 empty] | in B3 as on 2014 |  | Annual tool count conducted in Dec 2016 and tool confirm in stock | In Stock
PH-GU-NC-115 | - | N/A | Digital Level - 120Cms - Yellow | 1 |  | 1 | B3 Tools | UAE | Active no calibration needed | No Calibration | [9 empty] | in B3 as on 2014 |  | Annual tool count conducted in Dec 2016 and tool confirm in stock | In Stock
PH-GU-NC-116 | - | N/A | Laser bore Alignment tool | 1 |  | 1 | B3 Tools | UAE | Active no calibration needed | No Calibration | [9 empty] | in B3 as on 2014 |  | Annual tool count conducted in Dec 2016 and tool confirm in stock | In Stock
PH-GU-NC-117 | - | N/A | Mayes Brothers Tool - Red color | 1 |  | 1 | B3 Tools | UAE | Active no calibration needed | No Calibration | [9 empty] | in B3 as on 2014 |  | Annual tool count conducted in Dec 2016 and tool confirm in stock | In Stock
PH-GU-NC-118 | - | N/A | CT Tool | 1 |  | 1 | B3 Tools | UAE | Active no calibration needed | No Calibration | [9 empty] | in B3 as on 2014 |  | Annual tool count conducted in Dec 2016 and tool confirm in stock | In Stock
PH-GU-NC-119 | N/A | N/A | IXR Generator Integris Tool | 1 |  | 1 | B3 Tools | UAE | Active no calibration needed | No Calibration | [9 empty] | in B3 as on 06/2015 |  | Annual tool count conducted in Dec 2016 and tool confirm in stock | In Stock
PH-GU-NC-120 | N/A | 453501000731 | RAPID INSTALLATION KIT | 1 |  | 360.15 | B3 Tools | UAE | Active no calibration needed | No Calibration | [9 empty] | sent to Himashu on 08.12.2016 | in 4th floor cupboard as on 08/12/2016 | Annual tool count conducted in Dec 2016 and tool confirm in stock | In Stock
PH-GU-NC-372 | - | 452250066201 | Digital spirit Level | 1 |  | 92.37 | B3 Tools | UAE | Active no calibration needed | No Calibration | [9 empty] | In 4th floor cupboard |  | Annual tool count conducted in Dec 2016 and tool confirm in stock | In Stock
PH-GU-NC-379 | N/A | 452230035474 | EDL TOOL | 1 |  | 1711.94 | B3 Tools | UAE | Active no calibration needed | No Calibration | [9 empty] | sent to Salah to Al Qasimi on 20/12/2016 | collected by Davis from Rashid from Salah and kept in B3 on 7/11/2016 | Annual tool count conducted in Dec 2016 and tool confirm in stock | In Stock
PH-NM-00009 | 1610042 | N/A | ESA612 Electrical Safety Analyzer | 1 |  | 1 | B3 Tools | UAE | Active & Calibrated | 12 Months | Haris Al Afaq | 2014-06-05 | 2015-06-05 | 2015-07-29 | 2016-07-29 | 2016-08-12 | 2017-08-12 |  |  | Sent to Hamid on 12/10/2015- reported as missing measuring probe by FSE Hamid | in B3 tool cupboard as on 3/10/2016 | Annual tool count conducted in Dec 2016 and tool confirm in stock | In Stock
PH-GU-NC-067 | N/A | 452230035472 | EDL Tool | 1 |  | 1711.94 | Balaji Krishnaswamy | UAE | Active no calibration needed | No Calibration | [9 empty] | Sent back to Balaji on 25.10.2016 | collected from Balaji Sent to Salah on 23.10.2016 | Annual tool count conducted in Dec 2016 and tool confirm in stock | In Stock
PH-GU-NC-121 | N/A | 452209020201 | BNC EXTRACTION TOOL 100-096-01 (TC322) | 1 |  | 37.54 | Balaji Krishnaswamy | UAE | Active no calibration needed | No Calibration | [9 empty] | In possession of FSE |  | Annual tool count conducted in Dec 2016 and tool confirm in stock | In Stock
PH-GU-NC-122 | N/A | 452298037891 | AL FILTER 5MM | 1 |  | 44.33 | Balaji Krishnaswamy | UAE | Active no calibration needed | No Calibration | [9 empty] | In possession of FSE |  | Annual tool count conducted in Dec 2016 and tool confirm in stock | In Stock
PH-GU-NC-123 | N/A | 452298037862 | CU FILTER 1.5MM | 2 |  | 19.65 | Balaji Krishnaswamy | UAE | Active no calibration needed | No Calibration | [9 empty] | In possession of FSE |  | Annual tool count conducted in Dec 2016 and tool confirm in stock | In Stock
PH-GU-NC-124 | N/A | 452298037871 | CU FILTER 0.5MM | 1 |  | 19.65 | Balaji Krishnaswamy | UAE | Active no calibration needed | No Calibration | [9 empty] | In possession of FSE |  | Annual tool count conducted in Dec 2016 and tool confirm in stock | In Stock
PH-GU-NC-125 | N/A | 452298037881 | AL FILTER 20MM | 1 |  | 47.96 | Balaji Krishnaswamy | UAE | Active no calibration needed | No Calibration | [9 empty] | In possession of FSE |  | Annual tool count conducted in Dec 2016 and tool confirm in stock | In Stock
PH-GU-NC-126 | N/A | 452298037901 | AL FILTER 2.5MM | 1 |  | 50.84 | Balaji Krishnaswamy | UAE | Active no calibration needed | No Calibration | [9 empty] | In possession of FSE |  | Annual tool count conducted in Dec 2016 and tool confirm in stock | In Stock
PH-GU-NC-127 | N/A | 452298038472 | FILTERHOLDER | 1 |  | 243.9 | Balaji Krishnaswamy | UAE | Active no calibration needed | No Calibration | [9 empty] | In possession of FSE |  | Annual tool count conducted in Dec 2016 and tool confirm in stock | In Stock
PH-GU-NC-128 | N/A | 452298038081 | IEC LEAKAGE CURRENT PROBE | 1 |  | 307.8 | Balaji Krishnaswamy | UAE | Active no calibration needed | No Calibration | [9 empty] | In possession of FSE |  | Annual tool count conducted in Dec 2016 and tool confirm in stock | In Stock
PH-NM-00001 | 125407 | N/A | Unfors Mult O Meter-438 | 1 |  |  | Balaji Krishnaswamy | Kuwait | Returned | 12 Months | [9 empty] | Returned for credit |  | Returns | Returned
PH-NM-00011 | 14960165 | N/A | Fluke 177 Multimeter | 1 |  | 230 | Balaji Krishnaswamy | UAE | Active & Calibrated | 12 Months | Haris Al Afaq | 2014-10-27 | 2015-10-27 | 2015-10-20 | 2016-10-20 | 2016-10-31 | 2017-10-31 |  |  | Sent for calibration on 25/10/2016 | In possession of FSE till 24/10/2016 | Annual tool count conducted in Dec 2016 and tool confirm in stock | In Stock
PH-GU-00035 | 11430306 | N/A | Fluke177-Multimeter | 1 |  | 230 | Bhaskar | Oman | Active & Calibrated | 12 Months | Haris Al Afaq | 2014-11-08 | 2015-11-07 | 2015-12-20 | 2016-12-20 |  |  |  |  | In possession of FSE |  | Annual tool count conducted in Dec 2016 and tool confirm in stock | In Stock
PH-GU-00076 | 181725, 178042, 190731 | N/A | Unfors Mult-O-Meter (R/F&Mammo) | 1 |  |  | Bhaskar | Oman | Returned | 12 Months | [9 empty] | Returned for credit |  | Returns | Returned
PH-GU-00121 | 209139, 201909, 202147 | N/A | RaySafeX2 (mAs), (R/F Sensor), (MAM Sensor) | 1 |  | 4893 | Bhaskar | Oman | Active & Calibrated | 12 Months | Unfors-Sweden |  | 2015-08-20 | 2015-09-07 | 2016-09-07 | 2016-09-16 | 2017-09-16 |  |  | In possession of FSE |  | Annual tool count conducted in Dec 2016 and tool confirm in stock | In Stock
PH-GU-00150 | 210566, 212442, 213851, 215837 | N/A | Light Sensor, mAs, R/F Sensor, MAM Sensor | 1 |  | 9320 | Bhaskar | Oman | Active & Calibrated | 12 Months | RaySafe |  |  | 2015-03-24 | 2016-03-24 | 2016-04-12 | 2017-04-08 |  |  | In possession of FSE |  | Annual tool count conducted in Dec 2016 and tool confirm in stock | In Stock
PH-GU-NC-417 | N/A | 452298038081 | IEC LEAKAGE CURRENT PROBE | 1 |  | 615.6 | Bhaskar Kalekar | Oman - Al Khuwair | Active no calibration needed | No Calibration | [9 empty] | In possession of FSE |  | Annual tool count conducted in Dec 2016 and tool confirm in stock | In Stock
PH-GU-NC-402 | N/A | 452250066171 | TOOL KIT, COMPACT | 1 |  | 136.94 | Bhaskar Rao | UAE - Dubai | Active no calibration needed | No Calibration | [9 empty] | In possession of FSE |  | Annual tool count conducted in Dec 2016 and tool confirm in stock | In Stock
PH-GU-NC-381 | N/A | 451210810145 | CAN PCI Interface | 1 |  | 358.02 | Dharmaraj | UAE - Dubai | Active no calibration needed | No Calibration | [9 empty] | In possession of FSE |  | Annual tool count conducted in Dec 2016 and tool confirm in stock | In Stock
PH-GU-00111 | 23140475 | N/A | Fluke179-Multimeter | 1 |  | 234 | Dia el Gheriessy | Qatar | Active & Calibrated | 12 Months | Qcal | 2014-11-10 | 2015-11-09 | 2015-11-11 | 2016-11-11 | 2016-11-20 | 2017-11-20 |  |  | In possession of FSE |  | Annual tool count conducted in Dec 2016 and tool confirm in stock | In Stock
PH-GU-NC-129 | N/A | 452298038262 | standard tool kit | 1 |  | 664.48 | Dia el Gheriessy | Qatar | Active no calibration needed | No Calibration | [9 empty] | In possession of FSE |  | Annual tool count conducted in Dec 2016 and tool confirm in stock | In Stock
PH-GU-NC-130 | N/A | 452221042312 | usb smart card reader | 1 |  | 26.84 | Dia el Gheriessy | Qatar | Active no calibration needed | No Calibration | [9 empty] | In possession of FSE |  | Annual tool count conducted in Dec 2016 and tool confirm in stock | In Stock
PH-GU-NC-131 | N/A | 452221042322 | smart card | 1 |  | 19.95 | Dia el Gheriessy | Qatar | Active no calibration needed | No Calibration | [9 empty] | In possession of FSE |  | Annual tool count conducted in Dec 2016 and tool confirm in stock | In Stock
PH-GU-NC-132 | N/A | 452250066171 | compact tool kit | 1 |  | 136.94 | Dia el Gheriessy | Qatar | Active no calibration needed | No Calibration | [9 empty] | In possession of FSE |  | Annual tool count conducted in Dec 2016 and tool confirm in stock | In Stock
PH-GU-NC-133 | N/A | 242254940998 | extractor tool, PLCC | 1 |  | 6.09 | Dia el Gheriessy | Qatar | Active no calibration needed | No Calibration | [9 empty] | In possession of FSE |  | Annual tool count conducted in Dec 2016 and tool confirm in stock | In Stock
PH-GU-NC-134 | N/A | 452298036471 | ESD protection service kit | 1 |  | 42.86 | Dia el Gheriessy | Qatar | Active no calibration needed | No Calibration | [9 empty] | In possession of FSE |  | Annual tool count conducted in Dec 2016 and tool confirm in stock | In Stock
PH-GU-NC-135 | N/A | 452212836111 | FANTOME TYPE 38 | 1 |  | 104.37 | Dia el Gheriessy | Qatar | Active no calibration needed | No Calibration | [9 empty] | In possession of FSE |  | Annual tool count conducted in Dec 2016 and tool confirm in stock | In Stock
PH-GU-NC-377 | N/A | 452298038081 | IEC LEAKAGE CURRENT PROBE | 1 |  | 307.8 | Dia el Gheriessy | Qatar | Active no calibration needed | No Calibration | [9 empty] | In possession of FSE |  | Annual tool count conducted in Dec 2016 and tool confirm in stock | In Stock
PH-GU-NC-391 | N/A | 452298038081 | IEC LEAKAGE CURRENT PROBE | 1 |  | 307.8 | Diaa El Rahman | Qatar - Doha | Active no calibration needed | No Calibration | [9 empty] | In possession of FSE |  | Annual tool count conducted in Dec 2016 and tool confirm in stock | In Stock
PH-NM-00007 | 11310148 | N/A | Fluke 177-Multimeter | 1 |  |  | Donan Arciaga | Kuwait | Returned | 12 Months | [9 empty] | Returned for credit |  | Returns | Returned
PH-NM-00010 | 172538, 166691, 172533, 171181 | N/A | Unfors Xi base Unit Platinum Plus w/mAs | 1 |  |  | Donan Arciaga | Kuwait | Returned | 12 Months | [9 empty] | Returned for credit |  | Returns | Returned
PH-GU-00070 | 17920771 | N/A | Fluke177-Multimeter | 1 |  | 230 | Elie Awad | UAE | Active & Calibrated | 12 Months | Haris Al Afaq | 2014-11-23 | 2015-11-23 | 2015-11-21 | 2016-11-21 | 2016-11-09 | 2017-11-09 |  |  | In possession of FSE |  | Annual tool count conducted in Dec 2016 and tool confirm in stock | In Stock
PH-GU-NC-136 | N/A | 452214239252 | Min Rachet set | 1 |  | 57.46 | Elie Awad | UAE | Active no calibration needed | No Calibration | [9 empty] | In possession of FSE |  | Annual tool count conducted in Dec 2016 and tool confirm in stock | In Stock
PH-GU-NC-137 | 1D00071647 | N/A | LCD | 1 |  | 1 | Elie Awad | UAE | Active no calibration needed | No Calibration | [9 empty] | In possession of FSE |  | Annual tool count conducted in Dec 2016 and tool confirm in stock | In Stock
PH-GU-NC-138 | N/A | 452221042312 | SMART CARD READER CARD MEM 6121 | 1 |  | 26.84 | Elie Awad | UAE | Active no calibration needed | No Calibration | [9 empty] | In possession of FSE |  | Annual tool count conducted in Dec 2016 and tool confirm in stock | In Stock
PH-GU-00049 | 17470181 | N/A | Fluke177-Multimeter | 1 |  | 230 | Fasial Muzaffar | UAE | Active & Calibrated | 12 Months | Haris Al Afaq | 2014-09-15 | 2015-09-15 | 2015-09-08 | 2016-09-08 | 2016-09-29 | 2017-09-29 |  |  | In possession of FSE |  | Annual tool count conducted in Dec 2016 and tool confirm in stock | In Stock
PH-GU-NC-139 | N/A | 452298038081 | IEC LEAKAGE CURRENT PROBE | 1 |  | 307.8 | Fasial Muzaffar | UAE | Active no calibration needed | No Calibration | [9 empty] | In possession of FSE |  | Annual tool count conducted in Dec 2016 and tool confirm in stock | In Stock
PH-GU-NC-140 | N/A | 451213382341 | CS alignment tool | 1 |  | 177.72 | Fasial Muzaffar | UAE | Active no calibration needed | No Calibration | [9 empty] | In possession of FSE |  | Annual tool count conducted in Dec 2016 and tool confirm in stock | In Stock
PH-GU-NC-141 | N/A | 452298037871 | CU FILTER 0.5MM | 1 |  | 19.65 | Fasial Muzaffar | UAE | Active no calibration needed | No Calibration | [9 empty] | In possession of FSE |  | Annual tool count conducted in Dec 2016 and tool confirm in stock | In Stock
PH-GU-NC-142 | N/A | 452250066171 | TOOL KIT, COMPACT | 1 |  | 136.94 | Fasial Muzaffar | UAE | Active no calibration needed | No Calibration | [9 empty] | In possession of FSE |  | Annual tool count conducted in Dec 2016 and tool confirm in stock | In Stock
PH-GU-NC-143 | N/A | 452298038472 | filter holder | 1 |  | 243.9 | Fasial Muzaffar | UAE | Active no calibration needed | No Calibration | [9 empty] | In possession of FSE |  | Annual tool count conducted in Dec 2016 and tool confirm in stock | In Stock
PH-GU-NC-144 | N/A | 452298037901 | filter Al 2.5mm | 1 |  | 50.84 | Fasial Muzaffar | UAE | Active no calibration needed | No Calibration | [9 empty] | In possession of FSE |  | Annual tool count conducted in Dec 2016 and tool confirm in stock | In Stock
PH-GU-NC-145 | N/A | 452298037891 | filter AI 5 mm | 1 |  | 44.33 | Fasial Muzaffar | UAE | Active no calibration needed | No Calibration | [9 empty] | In possession of FSE |  | Annual tool count conducted in Dec 2016 and tool confirm in stock | In Stock
PH-GU-NC-146 | N/A | 452298037881 | filter AL 20 mm | 1 |  | 47.96 | Fasial Muzaffar | UAE | Active no calibration needed | No Calibration | [9 empty] | In possession of FSE |  | Annual tool count conducted in Dec 2016 and tool confirm in stock | In Stock
PH-GU-NC-147 | N/A | 452298037862 | filter Cu 1.5 mm | 1 |  | 19.65 | Fasial Muzaffar | UAE | Active no calibration needed | No Calibration | [9 empty] | In possession of FSE |  | Annual tool count conducted in Dec 2016 and tool confirm in stock | In Stock
PH-GU-NC-148 | N/A | 452298038422 | Flex filter holder | 1 |  | 53.09 | Fasial Muzaffar | UAE | Active no calibration needed | No Calibration | [9 empty] | In possession of FSE |  | Annual tool count conducted in Dec 2016 and tool confirm in stock | In Stock
PH-GU-NC-149 | N/A | 452298038381 | contrast range phantom | 1 |  | 404.2 | Fasial Muzaffar | UAE | Active no calibration needed | No Calibration | [9 empty] | In possession of FSE |  | Annual tool count conducted in Dec 2016 and tool confirm in stock | In Stock
PH-GU-NC-150 | N/A | 452298038262 | tool kit complete | 1 |  | 664.48 | Fasial Muzaffar | UAE | Active no calibration needed | No Calibration | [9 empty] | In possession of FSE |  | Annual tool count conducted in Dec 2016 and tool confirm in stock | In Stock
PH-GU-NC-151 | N/A | 453199902081 | Touch-up paint L30 | 1 |  | 50.35 | Fasial Muzaffar | UAE | Active no calibration needed | No Calibration | [9 empty] | In possession of FSE |  | Annual tool count conducted in Dec 2016 and tool confirm in stock | In Stock
PH-GU-NC-152 | N/A | 452230020251 | CAN TEST BOX | 1 |  | 456.76 | Fasial Muzaffar | UAE | Active no calibration needed | No Calibration | [9 empty] | In possession of FSE |  | Annual tool count conducted in Dec 2016 and tool confirm in stock | In Stock
PH-GU-NC-153 | N/A | 452230036541 | Gridswitch testing tool | 1 |  | 101.6 | Fasial Muzaffar | UAE | Active no calibration needed | No Calibration | [9 empty] | In possession of FSE |  | Annual tool count conducted in Dec 2016 and tool confirm in stock | In Stock
PH-GU-NC-154 | N/A | 452298038081 | IEC LEAKAGE CURRENT PROBE | 1 |  | 307.8 | Fasial Muzaffar | UAE | Active no calibration needed | No Calibration | [9 empty] | In possession of FSE |  | Annual tool count conducted in Dec 2016 and tool confirm in stock | In Stock
PH-GU-NC-155 | N/A | 453199901962 | Xilinx adapter SP | 1 |  | 316.04 | Fasial Muzaffar | UAE | Active no calibration needed | No Calibration | [9 empty] | In possession of FSE |  | Annual tool count conducted in Dec 2016 and tool confirm in stock | In Stock
PH-GU-NC-156 | N/A | 453199901912 | Fluorescent paper SP | 1 |  | 448.35 | Fasial Muzaffar | UAE | Active no calibration needed | No Calibration | [9 empty] | In possession of FSE |  | Annual tool count conducted in Dec 2016 and tool confirm in stock | In Stock
PH-GU-NC-157 | N/A | 453199901941 | Exp button dism. tool SP L30 | 1 |  | 36.15 | Fasial Muzaffar | UAE | Active no calibration needed | No Calibration | [9 empty] | In possession of FSE |  | Annual tool count conducted in Dec 2016 and tool confirm in stock | In Stock
PH-GU-NC-158 | N/A | 453199901992 | HVG programming kit SP | 1 |  | 185.03 | Fasial Muzaffar | UAE | Active no calibration needed | No Calibration | [9 empty] | In possession of FSE |  | Annual tool count conducted in Dec 2016 and tool confirm in stock | In Stock
PH-GU-NC-159 | N/A | 453199901931 | Mounting tool buttons SP L30 | 1 |  | 36.45 | Fasial Muzaffar | UAE | Active no calibration needed | No Calibration | [9 empty] | In possession of FSE |  | Annual tool count conducted in Dec 2016 and tool confirm in stock | In Stock
PH-GU-00104 | 23170240 | N/A | Fluke 177 meter | 1 |  | 230 | Felipe Gonzalez | UAE | Active & Calibrated | 12 Months | Haris Al Afaq | 2014-06-21 | 2015-06-21 | 2015-06-10 | 2016-06-10 | 2016-06-16 | 2017-06-16 |  |  | Handed over to Felipe on 13/11/2016 | given to Aneesh as spare meter on 1/11/2016 | Annual tool count conducted in Dec 2016 and tool confirm in stock | In Stock
PH-GU-NC-160 | N/A | 452250066171 | TOOL KIT, COMPACT | 1 |  | 136.94 | Felipe Gonzalez | UAE | Active no calibration needed | No Calibration | [9 empty] | In possession of FSE |  | Annual tool count conducted in Dec 2016 and tool confirm in stock | In Stock
PH-GU-NC-161 | N/A | 452298038603 | SERVICE PC CABLE KIT | 1 |  | 164.42 | Felipe Gonzalez | UAE | Active no calibration needed | No Calibration | [9 empty] | In possession of FSE |  | Annual tool count conducted in Dec 2016 and tool confirm in stock | In Stock
PH-GU-NC-162 | N/A | 452230036541 | Gridswitch testing tool | 1 |  | 101.6 | Felipe Gonzalez | UAE | Active no calibration needed | No Calibration | [9 empty] | In possession of FSE |  | Annual tool count conducted in Dec 2016 and tool confirm in stock | In Stock
PH-GU-NC-163 | N/A | 452298037862 | CU filter 1.5MM | 2 |  | 19.65 | Felipe Gonzalez | UAE | Active no calibration needed | No Calibration | [9 empty] | In possession of FSE |  | Annual tool count conducted in Dec 2016 and tool confirm in stock | In Stock
PH-GU-NC-164 | N/A | 452298037871 | CU filter 0.5MM | 2 |  | 19.65 | Felipe Gonzalez | UAE | Active no calibration needed | No Calibration | [9 empty] | In possession of FSE |  | Annual tool count conducted in Dec 2016 and tool confirm in stock | In Stock
PH-GU-NC-165 | N/A | 452298037881 | AL Filter 20MM | 1 |  | 47.96 | Felipe Gonzalez | UAE | Active no calibration needed | No Calibration | [9 empty] | In possession of FSE |  | Annual tool count conducted in Dec 2016 and tool confirm in stock | In Stock
PH-GU-NC-166 | N/A | 452298037891 | AL filter 5MM | 1 |  | 44.33 | Felipe Gonzalez | UAE | Active no calibration needed | No Calibration | [9 empty] | In possession of FSE |  | Annual tool count conducted in Dec 2016 and tool confirm in stock | In Stock
PH-GU-NC-167 | N/A | 452298037901 | Al Filter 2.5MM | 1 |  | 50.84 | Felipe Gonzalez | UAE | Active no calibration needed | No Calibration | [9 empty] | In possession of FSE |  | Annual tool count conducted in Dec 2016 and tool confirm in stock | In Stock
PH-GU-NC-168 | N/A | 452298038383 | contrast phantom | 1 |  | 279.7 | Felipe Gonzalez | UAE | Active no calibration needed | No Calibration | [9 empty] | In possession of FSE |  | Annual tool count conducted in Dec 2016 and tool confirm in stock | In Stock
PH-GU-NC-169 | N/A | 452298038472 | filterholder | 1 |  | 243.9 | Felipe Gonzalez | UAE | Active no calibration needed | No Calibration | [9 empty] | In possession of FSE |  | Annual tool count conducted in Dec 2016 and tool confirm in stock | In Stock
PH-GU-NC-170 | N/A | 452212836111 | line pair phantom | 1 |  | 104.37 | Felipe Gonzalez | UAE | Active no calibration needed | No Calibration | [9 empty] | In possession of FSE |  | Annual tool count conducted in Dec 2016 and tool confirm in stock | In Stock
PH-GU-NC-171 | N/A | 452221042312 | usb smart card reader | 1 |  | 26.84 | Felipe Gonzalez | UAE | Active no calibration needed | No Calibration | [9 empty] | In possession of FSE |  | Annual tool count conducted in Dec 2016 and tool confirm in stock | In Stock
PH-GU-NC-172 | N/A | 452214239252 | Ratchet set | 1 |  | 57.46 | Felipe Gonzalez | UAE | Active no calibration needed | No Calibration | [9 empty] | In possession of FSE |  | Annual tool count conducted in Dec 2016 and tool confirm in stock | In Stock
PH-GU-NC-173 | N/A | 453560138041 | LUBRIPLATE #630-2 | 1 |  | 5.97 | Felipe Gonzalez | UAE | Active no calibration needed | No Calibration | [9 empty] | In possession of FSE |  | Annual tool count conducted in Dec 2016 and tool confirm in stock | In Stock
PH-GU-NC-174 | N/A | 453560138401 | Grease,Multi-Purpose-Green 14 oz Tube | 1 |  | 5.01 | Felipe Gonzalez | UAE | Active no calibration needed | No Calibration | [9 empty] | In possession of FSE |  | Annual tool count conducted in Dec 2016 and tool confirm in stock | In Stock
PH-GU-NC-175 | N/A | 453560138011 | POWER AC LUBRICANT (PAG-1) | 1 |  | 30.18 | Felipe Gonzalez | UAE | Active no calibration needed | No Calibration | [9 empty] | In possession of FSE |  | Annual tool count conducted in Dec 2016 and tool confirm in stock | In Stock
PH-GU-NC-176 | N/A | 453560138271 | GREASE GUN | 1 |  | 34.48 | Felipe Gonzalez | UAE | Active no calibration needed | No Calibration | [9 empty] | In possession of FSE |  | Annual tool count conducted in Dec 2016 and tool confirm in stock | In Stock
NO serial | N/A | 812210658271 | ASSY MAGNETIC FIELD CAMERA | 1 |  | 27927.9 | GLOBAL PACK | UAE | Returned | 12 Months | [9 empty] | Returned for credit |  | Returns | Returned
NO serial | N/A | 812210276382 | ASSY SHIM KIT 3.0T - 24CH | 1 |  | 18751.59 | GLOBAL PACK | UAE | Returned | 12 Months | PMS-HOLLAND | [8 empty] | Returned for credit |  | Returns | Returned
NO serial | N/A | 453567006611 | BRILLIANCE CT WHEEL | 1 |  | 5359.51 | GLOBAL PACK | UAE | Returned | No Calibration | [9 empty] | Returned for credit |  | Returns | Returned
NO serial | N/A | 453567006601 | BRILLIANCE CT WHEEL (Gantry caster kit) | 1 |  | 3128.26 | GLOBAL PACK | UAE | Returned | No Calibration | [9 empty] | Returned for credit |  | Returns | Returned
NO serial | N/A | 453567006601 | CH/CT GANTRY CASTER KIT | 1 |  | 3128.26 | GLOBAL PACK | UAE | Returned | No Calibration | [9 empty] | Returned for credit/Send to Qatar 31.05.16 |  | Returns | Returned
NO serial | N/A | 453567006611 | CH/KIT, PATIENT SUPPORT WHL & HING | 1 |  | 5359.51 | GLOBAL PACK | UAE | Returned | No Calibration | [9 empty] | Returned for credit/Send to Qatar 31.05.16 |  | Returns | Returned
NO serial | N/A | 452215032783 | Deicing kit 4K & 10K | 1 |  | 2182.77 | GLOBAL PACK | UAE | Returned | 12 Months | PMS-HOLLAND | [8 empty] | Returned for credit |  | Returns | Returned
NO serial | N/A | 452230035362 | HILTI PMC46 multidirectionele combilase | 1 |  | 849.76 | GLOBAL PACK | UAE | Returned | 12 Months | [9 empty] | Returned for credit |  | Returns | Returned
NO serial | N/A | 459800091291 | INGUNITY (CT) LIFTING TOOL (DIP NMC PROJECT) | 1 |  |  | GLOBAL PACK | UAE | Returned | No Calibration | [9 empty] | Returned for credit/Send to Burjeel,Muscat 05.03.16 |  | Returns | Returned
NO serial | N/A | 812210276163 | MAGNET SHIM KIT HFO 1.0T | 1 |  | 13299 | GLOBAL PACK | UAE | Returned | 36 Months | [9 empty] | Returned for credit |  | Returns | Returned
NO serial | N/A | 812210276163 | MAGNET SHIM KIT HFO 1.0T | 1 |  | 13299 | GLOBAL PACK | UAE | Returned | No Calibration | [9 empty] | Returned for credit |  | Returns | Returned
NO serial | N/A | 452215042715 | Refrigerator 4k maintenance kit S/N 0006 | 1 |  | 9634.24 | GLOBAL PACK | UAE | Returned | 36 Months |  | 2017-11-20: 2016-01-17 |  |  | Returned for credit |  | Returns | Returned
NO serial | N/A | N/A | SHIM KIT (from Qatar)3.0T Mr. Khalid | 1 |  | 1 | GLOBAL PACK | UAE | Returned | 12 Months | PMS-HOLLAND | [8 empty] | Returned for credit |  | Returns | Returned
NO serial | N/A | 812210276382 | SHIM KIT 3.0T | 1 |  | 132999 | GLOBAL PACK | UAE | Returned | 12 Months | PMS-HOLLAND | [8 empty] | Returned for credit |  | Returns | Returned
NO serial | N/A | 452200501572 | TRANSPORT WHEELS(CATLAB WHEEL) | 1 |  | 4769.51 | GLOBAL PACK | UAE | Returned | No Calibration | [9 empty] | Returned for credit/Send to Yemen/Mr.Abdul khalel |  | Returns | Returned
PH-GU-00018 | 1852 | N/A | Pressurized Ion Chamber Survey Meter | 1 |  | 1 | GLOBAL PACK | UAE | Active & Calibrated | 12 Months | Haris Al Afaq | 2014-08-22 | 2015-08-22 | 2015-10-12 | 2016-10-12 |  |  |  |  | Tool sent for Calibration |  | Annual tool count conducted in Dec 2016 and tool confirm in stock | In Stock
PH-GU-00021 | 02110161 | N/A | Mains Resistance Meter | 1 |  |  | GLOBAL PACK | UAE | Returned | 12 Months | [9 empty] | Returned for credit/Medcare, Al Safa,Dubai |  | Returns | Returned
PH-GU-00057 | 08B2306L_08A1131K | 452215020552 | MPS Ramp Unit | 1 |  | 8596.27 | GLOBAL PACK | UAE | Active & Calibrated | 36 months | PMS-HOLLAND | [8 empty] | In Global pack warehouse |  | Annual tool count conducted in Dec 2016 and tool confirm in stock | In Stock
PH-GU-00058 | 271 | 452215015812 | MPS Ramp Down Accelerator | 1 |  | 2723.88 | GLOBAL PACK | UAE | Active & Calibrated | 36 months | PMS-HOLLAND | [8 empty] | In Global pack warehouse |  | Annual tool count conducted in Dec 2016 and tool confirm in stock | In Stock
PH-GU-00088 | 09D3104M_09C2935M | N/A | MPS Ramp Unit | 1 |  |  | GLOBAL PACK | UAE | Returned | 12 Months | [9 empty] | Returned for credit |  | Returns | Returned
PH-GU-00089 | NA | N/A | MPS Cable Kit (Upgrade) | 1 |  |  | GLOBAL PACK | UAE | Returned | 12 Months | [9 empty] | Returned for credit |  | Returns | Returned
PH-GU-00090 | 0602 | N/A | MPS Ram Down Accelerator | 1 |  |  | GLOBAL PACK | UAE | Returned | 12 Months | [9 empty] | Returned for credit |  | Returns | Returned
PH-GU-00096 | 08H8004M_08H8281K | N/A | MPS Ramp Unit | 1 |  |  | GLOBAL PACK | UAE | Returned | 12 Months | [9 empty] | Returned for credit |  | Returns | Returned
PH-GU-00100 | 080101/480750 | N/A | Shim Kit 1.0T-24ch | 1 |  |  | GLOBAL PACK | UAE | Returned | 12 Months | [9 empty] | Returned for credit |  | Returns | Returned
PH-GU-00109 | 3267 | N/A | SHIM TESLA METER | 1 |  |  | GLOBAL PACK | UAE | Returned | 12 Months | [9 empty] | Returned for credit |  | Returns | Returned
PH-GU-00113 | 970528 | N/A | Eddy Current | 1 |  |  | GLOBAL PACK | UAE | Returned | 12 Months | [9 empty] | Returned for credit |  | Returns | Returned
PH-GU-00116 | 13L1750R | 452215020552 | MPS Ramp Unit | 1 |  | 8596.27 | GLOBAL PACK | UAE | Active & Calibrated | 36 months | PMS-HOLLAND | [8 empty] | In Global pack warehouse/SKMC, Ajman |  | Annual tool count conducted in Dec 2016 and tool confirm in stock | In Stock
PH-GU-00117 | 303135 | 452215020563 | MPS Cable Kit | 1 |  | 8853.51 | GLOBAL PACK | UAE | Active & Calibrated | 36 months | PMS-HOLLAND | [8 empty] | In Global pack warehouse/ SKMC, Ajman |  | Annual tool count conducted in Dec 2016 and tool confirm in stock | In Stock
PH-GU-00118 | 696 | 452215015812 | RAMP DOWN ACCELERATOR | 1 |  | 2723.88 | GLOBAL PACK | UAE | Active & Calibrated | 36 months | PMS-HOLLAND | [8 empty] | In Global pack warehouse/ SKMC, Ajman |  | Annual tool count conducted in Dec 2016 and tool confirm in stock | In Stock
PH-GU-00137 | 11E8744P | 452215020552 | MPS Ramp Unit | 1 |  | 8596.27 | GLOBAL PACK | UAE | Active & Calibrated | 36 months | PMS-HOLLAND | 2016-11-20: 2016-01-05; 2017-11-20: 2017-01-05 |  |  | In Global pack warehouse |  | Annual tool count conducted in Dec 2016 and tool confirm in stock | In Stock
PH-GU-00138 | 302306 | 452215020563 | MPS Cable Kit | 1 |  | 8853.51 | GLOBAL PACK | UAE | Active & Calibrated | 36 months | PMS-HOLLAND | [8 empty] | In Global pack warehouse |  | Annual tool count conducted in Dec 2016 and tool confirm in stock | In Stock
PH-GU-00139 | 514 | 452215015812 | RAMP DOWN ACCELERATOR | 1 |  | 2723.88 | GLOBAL PACK | UAE | Active & Calibrated | 36 months | PMS-HOLLAND | [8 empty] | In Global pack warehouse |  | Annual tool count conducted in Dec 2016 and tool confirm in stock | In Stock
PH-GU-00144 | 000204-0710 | 452215042713 | Refrigerator 4K Maint.Tool | 1 |  | 9634.24 | GLOBAL PACK | UAE | Returned | 12 Months | PMS-HOLLAND | 2015-11-11: 2015-01-05; 2016-11-11: 2016-01-05 |  |  | Returned for credit |  | Returns | Returned
PH-GU-00155 | 450314 | 812210658271 | Assy Magnetic Field camera | 1 |  | 34577.4 | GLOBAL PACK | UAE | Active & Calibrated | 12 Months | PMS-HOLLAND | 2015-11-11: 2015-04-23; 2016-11-11: 2016-04-23 |  |  | In Global pack warehouse/ Send to Qatar |  | Annual tool count conducted in Dec 2016 and tool confirm in stock | In Stock
PH-GU-00155 | 450314 | 812210658271 | MAGNETIC FIELD CAMERA | 1 |  | 27927.9 | GLOBAL PACK | UAE | Returned | 12 Months | PMS-HOLLAND | 2015-11-11: 2015-04-23; 2016-11-11: 2016-04-23 |  |  | Returned for credit |  | Returns | Returned
PH-GU-00157 | 080405/450824 | 812210277111 | Shim Kit 3.0T-24ch | 1 |  | 21326.76 | GLOBAL PACK | UAE | Returned | 12 Months | Haris Al Afaq | 2015-11-11: 2015-04-30; 2016-11-11: 2016-04-30 |  |  | Returned for credit |  | Returns | Returned
PH-GU-00173 | DQ027364 | 812210658261 | Tesla Meter Assy | 1 |  | 27927.9 | GLOBAL PACK | UAE | Returned | 12 Months | RaySafe | 2015-11-11: 2015-10-08; 2016-11-11: 2016-10-08 |  |  | Returned for credit |  | Returns | Returned
PH-GU-NC-005 | N/A | 262215020193 | TORQUE RANGE 30-140NM(mechanical) SCREWDRIVER PH-GU-0026 | 1 |  | 260 | GLOBAL PACK | UAE | Active no calibration needed | No Calibration | [9 empty] | In Global pack warehouse |  | Annual tool count conducted in Dec 2016 and tool confirm in stock | In Stock
PH-GU-NC-008 | N/A | N/A | 10Ton-Jack & Handle MAZADA JACK | 1 |  | 50 | GLOBAL PACK | UAE | Active no calibration needed | No Calibration | [9 empty] | In Global pack warehouse |  | Annual tool count conducted in Dec 2016 and tool confirm in stock | In Stock
PH-GU-NC-021 | N/A | 451215250912 | TEST PHANTOM-Mammographie Dummy | 1 |  | 287.74 | GLOBAL PACK | UAE | Active no calibration needed | No Calibration | [9 empty] | In Global pack warehouse |  | Annual tool count conducted in Dec 2016 and tool confirm in stock | In Stock
PH-GU-NC-022 | N/A | N/A | Jigsaw-BOSCH-PST 680 E | 1 |  | 100 | GLOBAL PACK | UAE | Active no calibration needed | No Calibration | [9 empty] | In Global pack warehouse |  | Annual tool count conducted in Dec 2016 and tool confirm in stock | In Stock
PH-GU-NC-038 | N/A | 452230002892 | HE TRANSFER LINE ,(1 CARTON)-2NO'S | 1 |  | 1980.1 | GLOBAL PACK | UAE | Active no calibration needed | No Calibration | [9 empty] | In Global pack warehouse/ scrapped on 2016 |  | Annual tool count conducted in Dec 2016 and tool confirm in stock | In Stock
PH-GU-NC-041 | N/A | 453560070561 | Linearity Mask ATL | 1 |  | 2574.36 | GLOBAL PACK | UAE | Active no calibration needed | No Calibration | [9 empty] | In Global pack warehouse |  | Annual tool count conducted in Dec 2016 and tool confirm in stock | In Stock
PH-GU-NC-042 | N/A | 812210274902 | Shim Gantry NT/Intera 3T-long case | 1 |  | 7620 | GLOBAL PACK | UAE | Active no calibration needed | No Calibration | PMS-HOLLAND | [8 empty] | In Global pack warehouse |  | Annual tool count conducted in Dec 2016 and tool confirm in stock | In Stock
PH-GU-NC-044 | N/A | N/A | CT TOOL( METEL FLAT TOD) | 1 |  |  | GLOBAL PACK | UAE | Returned | No Calibration | [9 empty] | Returned for credit |  | Returns | Returned
PH-GU-NC-045 | N/A | 453560824131 | OLD BRIGHTVIEW WHEEL SET | 1 |  | 4965.05 | GLOBAL PACK | UAE | Active no calibration needed | No Calibration | [9 empty] | In Global pack warehouse |  | Annual tool count conducted in Dec 2016 and tool confirm in stock | In Stock
PH-GU-NC-047 | N/A | 453567506491 | Kit, Gantry Casters and Hoist Rings | 1 |  | 4667.6 | GLOBAL PACK | UAE | Active no calibration needed | No Calibration | [9 empty] | Sent to Qatar 05.12.2016 | In Global pack warehouse | Annual tool count conducted in Dec 2016 and tool confirm in stock | In Stock
PH-GU-NC-048 | N/A | 453567506501 | Kit, Returnable Patient Support Dollies | 1 |  | 6763.93 | GLOBAL PACK | UAE | Active no calibration needed | No Calibration | [9 empty] | Sent to Qatar 05.12.2016 | In Global pack warehouse | Annual tool count conducted in Dec 2016 and tool confirm in stock | In Stock
PH-GU-NC-052 | N/A | N/A | Crimping Tool(manual) BLACK HANDLE | 1 |  | 1 | GLOBAL PACK | UAE | Active no calibration needed | No Calibration | [9 empty] | In Global pack warehouse |  | Annual tool count conducted in Dec 2016 and tool confirm in stock | In Stock
PH-GU-NC-053 | N/A | 453567414801 | X-SEGMENT /DMS REMOVAL FIXTURE ASSY - | 1 |  | 975.99 | GLOBAL PACK | UAE | Active no calibration needed | No Calibration | [9 empty] | Infomred GP to send to Paresh 23.10.2016 | In Global pack warehouse | Annual tool count conducted in Dec 2016 and tool confirm in stock | In Stock
PH-GU-NC-054 | N/A | 453567507281 | AC-DC CONVERTER REMOV TOOL KIT LIGHT WT. | 1 |  | 3269.12 | GLOBAL PACK | UAE | Active no calibration needed | No Calibration | [9 empty] | In Global pack warehouse |  | Annual tool count conducted in Dec 2016 and tool confirm in stock | In Stock
PH-GU-NC-067 | N/A | 452230035472 | EDL TOOL EMPTY BOX | 1 |  | #REF! | GLOBAL PACK | UAE | Returned | 12 Months | [9 empty] | Returned for credit | Sent to Salah on 16/10/2016 | Returns | Returned
PH-GU-NC-068 | N/A | N/A | SET OF GRINDER & cutter (CAG 115) & (CJS-55) WHITE BOX | 1 |  | 1 | GLOBAL PACK | UAE | Active no calibration needed | No Calibration | [9 empty] | In Global pack warehouse |  | Annual tool count conducted in Dec 2016 and tool confirm in stock | In Stock
PH-GU-NC-069 | N/A | N/A | Black & Decker Drilling machine (KR500RE) | 1 |  | 1 | GLOBAL PACK | UAE | Active no calibration needed | No Calibration | [9 empty] | In Global pack warehouse |  | Annual tool count conducted in Dec 2016 and tool confirm in stock | In Stock
PH-GU-NC-071 | N/A | 452215031191 | HOIST ASSEMBLY Plus Box(MRI) | 1 |  | 658.53 | GLOBAL PACK | UAE | Active no calibration needed | No Calibration | [9 empty] | In Global pack warehouse/ scrapped on 2016 |  | Annual tool count conducted in Dec 2016 and tool confirm in stock | In Stock
PH-GU-NC-177 | N/A | 453560257211 | TOOL,LINEARITY MASK&CASE,3MM | 1 |  | 6193.86 | GLOBAL PACK | UAE | Active no calibration needed | No Calibration | [9 empty] | In Global pack warehouse |  | Annual tool count conducted in Dec 2016 and tool confirm in stock | In Stock
PH-GU-NC-178 | N/A | 453560226651 | TOOL,LINEARITY MASK JET-STREAM | 1 |  | 6193.86 | GLOBAL PACK | UAE | Active no calibration needed | No Calibration | [9 empty] | In Global pack warehouse |  | Annual tool count conducted in Dec 2016 and tool confirm in stock | In Stock
PH-GU-NC-179 | N/A | 452215020563 | SURVEY SP. MPS CABLE KIT | 1 |  | 8853.51 | GLOBAL PACK | UAE | Active no calibration needed | No Calibration | [9 empty] | In Global pack warehouse |  | Annual tool count conducted in Dec 2016 and tool confirm in stock | In Stock
PH-GU-NC-180 | N/A | 452215020563 | SURVEY SP. MPS CABLE KIT | 1 |  | 8853.51 | GLOBAL PACK | UAE | Active no calibration needed | No Calibration | [9 empty] | In Global pack warehouse |  | Annual tool count conducted in Dec 2016 and tool confirm in stock | In Stock
PH-GU-NC-181 | N/A | 452298038591 | JUNO TOOL (Supporting tool for c/v) from Burjeel, DXB | 2 |  | 719.36 | GLOBAL PACK | UAE | Active no calibration needed | No Calibration | [9 empty] | In Global pack warehouse/Reem diagnoist 23.08.16 |  | Annual tool count conducted in Dec 2016 and tool confirm in stock | In Stock
PH-GU-NC-182 | N/A | 454110295561 | MX-16 WHEEL SET | 1 |  | 719.97 | GLOBAL PACK | UAE | Active no calibration needed | No Calibration | [9 empty] | In Global pack warehouse |  | Annual tool count conducted in Dec 2016 and tool confirm in stock | In Stock
PH-GU-NC-183 | N/A | 454110295541 | HEAVY PARTS REPLACEMENT TOOL | 1 |  | 2105 | GLOBAL PACK | UAE | Active no calibration needed | No Calibration | [9 empty] | In Global pack warehouse |  | Annual tool count conducted in Dec 2016 and tool confirm in stock | In Stock
PH-GU-NC-184 | N/A | N/A | BLACK BOX (NOT OPEN) | 1 |  | 1 | GLOBAL PACK | UAE | Active no calibration needed | No Calibration | [9 empty] | In Global pack warehouse/ scrapped on 2016 |  | Annual tool count conducted in Dec 2016 and tool confirm in stock | In Stock
PH-GU-NC-185 | N/A | N/A | WHITE BOX DIGITAL GLASS ROD | 1 |  | 1 | GLOBAL PACK | UAE | Active no calibration needed | No Calibration | [9 empty] | In Global pack warehouse |  | Annual tool count conducted in Dec 2016 and tool confirm in stock | In Stock
PH-GU-NC-186 | N/A | 453560226651 | Linearity Mask ATL 2nd | 1 |  | 2771.56 | GLOBAL PACK | UAE | Active no calibration needed | No Calibration | [9 empty] | In Global pack warehouse |  | Annual tool count conducted in Dec 2016 and tool confirm in stock | In Stock
PH-GU-NC-187 | N/A | N/A | TOOL LEVELING JACK (old) | 1 |  | 1 | GLOBAL PACK | UAE | Active no calibration needed | No Calibration | [9 empty] | In Global pack warehouse/scrapped on 2016 |  | Annual tool count conducted in Dec 2016 and tool confirm in stock | In Stock
PH-GU-NC-188 | N/A | N/A | PRESSURIZED IRON CHAMBER | 1 |  | 1 | GLOBAL PACK | UAE | Active no calibration needed | No Calibration | [9 empty] | In Global pack warehouse |  | Annual tool count conducted in Dec 2016 and tool confirm in stock | In Stock
PH-GU-NC-189 | N/A | N/A | GANTARY TRANSPORT DOLLY (old) | 1 |  | 1 | GLOBAL PACK | UAE | Active no calibration needed | No Calibration | [9 empty] | In Global pack warehouse/ scrapped on 2016 |  | Annual tool count conducted in Dec 2016 and tool confirm in stock | In Stock
PH-GU-NC-190 | N/A | 812210176403 | Transport set NT/T5-Achieva(not 3T) | 1 |  | 5445.36 | GLOBAL PACK | UAE | Active no calibration needed | No Calibration | [9 empty] | In Global pack warehouse |  | Annual tool count conducted in Dec 2016 and tool confirm in stock | In Stock
PH-GU-NC-191 | N/A | 453566502051 | CT LIFTING TOOL - LIFTING ASSEMBLY(Brillience) | 1 |  | 1072.26 | GLOBAL PACK | UAE | Active no calibration needed | No Calibration | [9 empty] | In Global pack warehouse |  | Annual tool count conducted in Dec 2016 and tool confirm in stock | In Stock
PH-GU-NC-192 | N/A | N/A | Small cylinder for MRI | 1 |  | 1 | GLOBAL PACK | UAE | Active no calibration needed | No Calibration | [9 empty] | In Global pack warehouse/B3 store, Philips |  | Annual tool count conducted in Dec 2016 and tool confirm in stock | In Stock
PH-GU-NC-193 | N/A | 452215020563 | MPS CABLE UNIT | 1 |  | 8853.51 | GLOBAL PACK | UAE | Active no calibration needed | No Calibration | PMS-HOLLAND | [8 empty] | In Global pack warehouse |  | Annual tool count conducted in Dec 2016 and tool confirm in stock | In Stock
PH-GU-NC-194 | N/A | 452215020552 | MPS RAMP Unit | 1 |  | 8596.27 | GLOBAL PACK | UAE | Active no calibration needed | No Calibration | PMS-HOLLAND | [8 empty] | In Global pack warehouse |  | Annual tool count conducted in Dec 2016 and tool confirm in stock | In Stock
PH-GU-NC-195 | N/A | 452215015811 | MPS RAMP DOWN ACCELARATOR | 1 |  | 2723.88 | GLOBAL PACK | UAE | Active no calibration needed | No Calibration | PMS-HOLLAND | [8 empty] | In Global pack warehouse |  | Annual tool count conducted in Dec 2016 and tool confirm in stock | In Stock
PH-GU-NC-196 | N/A | 452213305271 | BUTTON ASSY ERDU (SMALL WHITE CARTON) | 1 |  | 152.94 | GLOBAL PACK | UAE | Active no calibration needed | No Calibration | [9 empty] | In Global pack warehouse |  | Annual tool count conducted in Dec 2016 and tool confirm in stock | In Stock
PH-GU-NC-197 | N/A | N/A | PISTOL GREASE GUN 2 boxes | 1 |  | 1 | GLOBAL PACK | UAE | Active no calibration needed | No Calibration | [9 empty] | In Global pack warehouse |  | Annual tool count conducted in Dec 2016 and tool confirm in stock | In Stock
PH-GU-NC-198 | N/A | N/A | BOSCH IMPACT DRILL PSB 14,4V-I NEV ELECTRONIC | 1 |  | 1 | GLOBAL PACK | UAE | Active no calibration needed | No Calibration | [9 empty] | In Global pack warehouse |  | Annual tool count conducted in Dec 2016 and tool confirm in stock | In Stock
PH-GU-NC-199 | N/A | N/A | HILTI MD2000 GUN | 1 |  | 1 | GLOBAL PACK | UAE | Active no calibration needed | No Calibration | [9 empty] | In Global pack warehouse |  | Annual tool count conducted in Dec 2016 and tool confirm in stock | In Stock
PH-GU-NC-200 | N/A | N/A | BLUE & YELLOW HANDLE CABLE CUTTER | 1 |  | 1 | GLOBAL PACK | UAE | Active no calibration needed | No Calibration | [9 empty] | In Global pack warehouse |  | Annual tool count conducted in Dec 2016 and tool confirm in stock | In Stock
PH-GU-NC-201 | N/A | N/A | DEFINITIF STICK 19" WHITE COLOUR | 1 |  | 1 | GLOBAL PACK | UAE | Active no calibration needed | No Calibration | [9 empty] | In Global pack warehouse |  | Annual tool count conducted in Dec 2016 and tool confirm in stock | In Stock
PH-GU-NC-202 | N/A | N/A | LMZPG4Z TOOL BOX BLACK | 1 |  | 1 | GLOBAL PACK | UAE | Active no calibration needed | No Calibration | [9 empty] | In Global pack warehouse |  | Annual tool count conducted in Dec 2016 and tool confirm in stock | In Stock
PH-GU-NC-203 | N/A | N/A | HELIUM REGULATOR | 1 |  | 1 | GLOBAL PACK | UAE | Active no calibration needed | No Calibration | [9 empty] | In Global pack warehouse |  | Annual tool count conducted in Dec 2016 and tool confirm in stock | In Stock
PH-GU-NC-204 | N/A | N/A | DEHCO SPANNER SET | 1 |  | 1 | GLOBAL PACK | UAE | Active no calibration needed | No Calibration | [9 empty] | In Global pack warehouse |  | Annual tool count conducted in Dec 2016 and tool confirm in stock | In Stock
PH-GU-NC-205 | N/A | N/A | Ultrasound Phantom | 1 |  | 1 | GLOBAL PACK | UAE | Active no calibration needed | No Calibration | [9 empty] | In Global pack warehouse/ Yameen collected |  | Annual tool count conducted in Dec 2016 and tool confirm in stock | In Stock
PH-GU-NC-206 | N/A | 452215021651 | Cold Head Maintanace Kit | 1 |  | 11820.02 | GLOBAL PACK | UAE | Active no calibration needed | No Calibration | [9 empty] | In Global pack warehouse/with Khalid |  | Annual tool count conducted in Dec 2016 and tool confirm in stock | In Stock
PH-GU-NC-207 | N/A | 453199902232 | RMI PHANTOM (BLACK BOX) MICRODOSE TOOL | 1 |  | 17710.86 | GLOBAL PACK | UAE | Active no calibration needed | No Calibration | [9 empty] | Sent to Oman on 17/11/2016 | In Global pack warehouse | Annual tool count conducted in Dec 2016 and tool confirm in stock | In Stock
PH-GU-NC-208 | N/A | 812210267551 | AMP - CLAMP TOOL | 1 |  | 3264.3 | GLOBAL PACK | UAE | Active no calibration needed | No Calibration | [9 empty] | In Global pack warehouse |  | Annual tool count conducted in Dec 2016 and tool confirm in stock | In Stock
PH-GU-NC-209 | N/A | 452200501572 | CATHLAB WHEEL -PDDMINSTAL WHEELS ESR | 1 |  | 4769.51 | GLOBAL PACK | UAE | Active no calibration needed | No Calibration | [9 empty] | Sent to Medcare, Safa, Dubai | In Global pack warehouse | Annual tool count conducted in Dec 2016 and tool confirm in stock | In Stock
PH-GU-NC-210 | N/A | 453567558681 | UTILITY KIT | 1 |  | 263.44 | GLOBAL PACK | UAE | Active no calibration needed | No Calibration | [9 empty] | In Global pack warehouse/ Delivered to Jalila Hospital 21.03.16 |  | Annual tool count conducted in Dec 2016 and tool confirm in stock | In Stock
PH-GU-NC-211 | N/A | 453567006601 | CH/CT GANTRY CASTER KIT | 1 |  | 3128.26 | GLOBAL PACK | UAE | Active no calibration needed | No Calibration | [9 empty] | In Global pack warehouse |  | Annual tool count conducted in Dec 2016 and tool confirm in stock | In Stock
PH-GU-NC-212 | N/A | 453567006611 | CH/KIT, PATIENT SUPPORT WHL & HING | 1 |  | 5359.51 | GLOBAL PACK | UAE | Active no calibration needed | No Calibration | [9 empty] | In Global pack warehouse |  | Annual tool count conducted in Dec 2016 and tool confirm in stock | In Stock
PH-GU-NC-213 | N/A | 812210658261 | ASSY TESLA METER | 1 |  | 27927.9 | GLOBAL PACK | UAE | Active no calibration needed | No Calibration | [9 empty] | In Global pack warehouse |  | Annual tool count conducted in Dec 2016 and tool confirm in stock | In Stock
PH-GU-NC-214 | N/A | 453567006621 | CH/*CT GANTRY JACKING KIT | 1 |  | 2740.55 | GLOBAL PACK | UAE | Active no calibration needed | No Calibration | [9 empty] | In Global pack warehouse/Reem diagnoist 23.08.16 |  | Annual tool count conducted in Dec 2016 and tool confirm in stock | In Stock
PH-GU-NC-215 | N/A | 452200501572 | PMS-PDDMINSTAL. WHEELS ESR | 1 |  | 4769.51 | GLOBAL PACK | UAE | Active no calibration needed | No Calibration | [9 empty] | sent to Yemen for installation on 23/10/2016 |  | Annual tool count conducted in Dec 2016 and tool confirm in stock | In Stock
PH-GU-NC-216 | N/A | 452213311001 | Service Lift Tool | 1 |  | 3516.38 | GLOBAL PACK | UAE | Active no calibration needed | No Calibration | [9 empty] | In Global pack warehouse |  | Annual tool count conducted in Dec 2016 and tool confirm in stock | In Stock
PH-GU-NC-352 | N/A | 454110256222 | MX-16 WHEEL SET | 1 |  | 1819.96 | GLOBAL PACK | UAE | Active no calibration needed | No Calibration | [9 empty] | In Global pack warehouse/Reem diagnoist 23.08.16 |  | Annual tool count conducted in Dec 2016 and tool confirm in stock | In Stock
PH-GU-NC-353 | N/A | 452215020563 | MPS CABLE UNIT | 1 |  | 8853.51 | GLOBAL PACK | UAE | Active no calibration needed | No Calibration | PMS-HOLLAND | [8 empty] | In Global pack warehouse |  | Annual tool count conducted in Dec 2016 and tool confirm in stock | In Stock
PH-GU-NC-354 | N/A | 452215015811 | RAMP DOWN ACCELERATOR | 1 |  | 3859.31 | GLOBAL PACK | UAE | Active no calibration needed | No Calibration | PMS-HOLLAND | [8 empty] | In Global pack warehouse |  | Annual tool count conducted in Dec 2016 and tool confirm in stock | In Stock
PH-GU-NC-355 | N/A | 452215020552 | MPS RAMP UNIT | 1 |  | 8596.27 | GLOBAL PACK | UAE | Active no calibration needed | No Calibration | PMS-HOLLAND | [8 empty] | In Global pack warehouse |  | Annual tool count conducted in Dec 2016 and tool confirm in stock | In Stock
PH-GU-NC-371 | N/A | N/A | LIFTING TOOL | 1 |  | 1 | GLOBAL PACK | UAE | Active no calibration needed | No Calibration | [9 empty] | In Global pack warehouse |  | Annual tool count conducted in Dec 2016 and tool confirm in stock | In Stock
PH-GU-NC-415 | N/A | 453567032461 | XRT SERVICE TOOL ASSY | 1 |  | 438.93 | GLOBAL PACK | UAE - Dubai | Active no calibration needed | No Calibration | [9 empty] | in Globalpack warehouse/American hospital, Dubai |  | Annual tool count conducted in Dec 2016 and tool confirm in stock | In Stock
PH-GU-NC-414 | N/A | 453566495101 | GENERATOR SERVICE TOOL | 1 |  | 804.07 | GLOBAL PACK | UAE - Dubai | Active no calibration needed | No Calibration | [9 empty] | in Globalpack warehouse/American hospital, Dubai |  | Annual tool count conducted in Dec 2016 and tool confirm in stock | In Stock
PH-GU-NC-413 | N/A | 459800089031 | Tool, XRT Strap Pad Assy | 1 |  | 310.46 | GLOBAL PACK | UAE - Dubai | Active no calibration needed | No Calibration | [9 empty] | in Globalpack warehouse/American hospital, Dubai |  | Annual tool count conducted in Dec 2016 and tool confirm in stock | In Stock
|  | 452215042715 | 4K COLDHEAD SERVICE TOOL | 1 |  | 16216.97 | GLOBAL PACK | UAE - Dubai | Active & Calibrated | 12 Months | [11 empty] | Annual tool count conducted in Dec 2016 and tool confirm in stock | In Stock
PH-NM-00013 | 110112 | N/A | Earth Bonding Tester | 1 |  |  | Gopalan Unnikrishnan | Kuwait | Returned | 12 Months | [9 empty] | Returned for credit |  | Returns | Returned
PH-GU-00015 | 66260067 | N/A | Dig.Multimeter | 1 |  |  | Gowthaman | UAE | Returned | 12 Months | [9 empty] | Returned for credit |  | Returns | Returned
PH-GU-00147 | 27870465 | N/A | Fluke 177-Multimeter | 1 |  | 230 | Gowthaman | Oman | Active & Calibrated | 12 Months | Haris Al Afaq |  |  | 2015-02-28 | 2016-02-28 | 2016-02-18 | 2017-02-18 |  |  | In possession of FSE |  | Annual tool count conducted in Dec 2016 and tool confirm in stock | In Stock
PH-GU-NC-217 | N/A | 452250066171 | TOOL KIT, COMPACT | 1 |  | 136.94 | Gowthaman | Oman | Active no calibration needed | No Calibration | [9 empty] | In possession of FSE |  | Annual tool count conducted in Dec 2016 and tool confirm in stock | In Stock
PH-GU-NC-218 | N/A | 452298038262 | TOOLSET | 1 |  | 664.48 | Gowthaman | Oman | Active no calibration needed | No Calibration | [9 empty] | In possession of FSE |  | Annual tool count conducted in Dec 2016 and tool confirm in stock | In Stock
PH-GU-00103 | 23170239 | N/A | Fluke177-Multimeter | 1 |  | 230 | Hamid Baig | UAE | Active & Calibrated | 12 Months | Haris Al Afaq | 2014-07-05 | 2015-07-05 | 2015-07-25 | 2016-07-25 | 2016-08-02 | 2017-08-02 |  |  | In possession of FSE |  | Annual tool count conducted in Dec 2016 and tool confirm in stock | In Stock
PH-GU-00167 | 210970, 212977, 214335, 216262 | N/A | Light Sensor, mAs, R/F Sensor, MAM Sensor | 1 |  | 9320 | Hamid Baig | UAE | Active & Calibrated | 12 Months | RaySafe |  |  | 2015-05-28 | 2016-05-28 | 2016-06-05 | 2017-06-05 |  |  | In possession of FSE |  | Annual tool count conducted in Dec 2016 and tool confirm in stock | In Stock
PH-GU-NC-219 | N/A | 452298037891 | AL FILTER 5MM | 1 |  | 44.33 | Hamid Baig | UAE | Active no calibration needed | No Calibration | [9 empty] | In possession of FSE |  | Annual tool count conducted in Dec 2016 and tool confirm in stock | In Stock
PH-GU-NC-220 | N/A | 452298037862 | CU FILTER 1.5MM | 1 |  | 19.65 | Hamid Baig | UAE | Active no calibration needed | No Calibration | [9 empty] | In possession of FSE |  | Annual tool count conducted in Dec 2016 and tool confirm in stock | In Stock
PH-GU-NC-221 | N/A | 452298037871 | CU FILTER 0.5MM | 2 |  | 19.65 | Hamid Baig | UAE | Active no calibration needed | No Calibration | [9 empty] | In possession of FSE |  | Annual tool count conducted in Dec 2016 and tool confirm in stock | In Stock
PH-GU-00068 | 95850355 | N/A | Fluke177-Multimeter | 1 |  | 230 | Himanshu Tripati | UAE | Active & Calibrated | 12 Months | Haris Al Afaq | 2014-09-07 | 2015-09-07 | 2015-09-10 | 2016-09-10 | 2016-09-29 | 2017-09-29 |  |  | In possession of FSE |  | Annual tool count conducted in Dec 2016 and tool confirm in stock | In Stock
PH-GU-NC-375 | N/A | 453501000731 | RAPID INSTALLATION KIT | 1 |  | 360.15 | Himanshu Tripati | UAE | Active no calibration needed | No Calibration | [9 empty] | In possession of FSE |  | Annual tool count conducted in Dec 2016 and tool confirm in stock | In Stock
PH-GU-NC-399 | N/A | 452215039761 | CLEAR ACCES PLATE | 3 |  | 195.57 | Himanshu Tripati | UAE - Dubai | Active no calibration needed | No Calibration | [9 empty] | In possession of FSE |  | Annual tool count conducted in Dec 2016 and tool confirm in stock | In Stock
PH-GU-NC-398 | N/A | 459800030341 | Rigid Lead Assy, Pos | 1 |  | 635.6 | Himanshu Tripati | UAE - Dubai | Active no calibration needed | No Calibration | [9 empty] | In possession of FSE |  | Annual tool count conducted in Dec 2016 and tool confirm in stock | In Stock
PH-GU-NC-397 | N/A | 459800030331 | Rigid Lead Assy, Neg | 1 |  | 635.6 | Himanshu Tripati | UAE - Dubai | Active no calibration needed | No Calibration | [9 empty] | In possession of FSE |  | Annual tool count conducted in Dec 2016 and tool confirm in stock | In Stock
PH-GU-NC-396 | N/A | 452215030441 | ADAPTER FITTING WITH VALVE 8M | 1 |  | 141.8 | Himanshu Tripati | UAE - Dubai | Active no calibration needed | No Calibration | [9 empty] | In possession of FSE |  | Annual tool count conducted in Dec 2016 and tool confirm in stock | In Stock
PH-GU-NC-392 | N/A | 453501000731 | RAPID INSTALLATION KIT | 1 |  | 360.15 | Himanshu Tripati | UAE - Dubai | Active no calibration needed | No Calibration | [9 empty] | In possession of FSE |  | Annual tool count conducted in Dec 2016 and tool confirm in stock | In Stock
PH-GU-00007 | 11430305 | N/A | Fluke177-Multimeter | 1 |  | 230 | Jacob Thomas | Bahrain | Active & Calibrated | 12 Months | Haris Al Afaq | 2014-02-12 | 2015-02-12 | 2015-01-27 | 2016-01-27 | 2016-01-30 | 2017-01-30 |  |  | In possession of FSE |  | Annual tool count conducted in Dec 2016 and tool confirm in stock | In Stock
PH-GU-00134 | 140530084 | N/A | Clamp on Leak HiTester-HIOKI 3283 | 1 |  | 313.13 | Jacob Thomas | Bahrain | Active & Calibrated | 12 Months | HIOKI | 2014-05-22 | 2015-05-22 | 2015-05-24 | 2016-05-24 | 2016-07-19 | 2017-07-19 |  |  | In possession of FSE |  | Annual tool count conducted in Dec 2016 and tool confirm in stock | In Stock
PH-GU-00149 | 27952617 | N/A | Fluke scopemeter | 1 |  | 2982 | Jacob Thomas | Bahrain | Active & Calibrated | 12 Months | Haris Al Afaq | 2014-05-20 | 2015-05-20 | 2015-03-29 | 2016-03-29 | 2016-04-06 | 2017-04-06 |  |  | In possession of FSE |  | Annual tool count conducted in Dec 2016 and tool confirm in stock | In Stock
PH-GU-NC-222 | N/A | 452298038081 | IEC LEAKAGE CURRENT PROBE | 1 |  | 307.8 | Jacob Thomas | Bahrain | Active no calibration needed | No Calibration | [9 empty] | In possession of FSE |  | Annual tool count conducted in Dec 2016 and tool confirm in stock | In Stock
PH-GU-NC-342 | N/A | 452213054417 | non magentic tool set NT | 1 |  | 1364.15 | Jacob Thomas | Bahrain | Active no calibration needed | No Calibration | [9 empty] | In possession of FSE |  | Annual tool count conducted in Dec 2016 and tool confirm in stock | In Stock
PH-NM-00014 | 100619548 | N/A | Clamp Meter-HIOKI | 1 |  |  | Jacob Kuruvilla | Kuwait | Returned | 12 Months | [9 empty] | Returned for credit |  | Returns | Returned
PH-NM-00017 | 51128 | N/A | Earth Bonding Tester | 1 |  |  | Jacob Kuruvilla | Kuwait | Returned | 12 Months | [9 empty] | Returned for credit |  | Returns | Returned
PH-GU-00004 | 136178, 136277, 190875 | N/A | Unfors Xi (mAs), Det.RF&M, Light) | 1 |  | 1120 | Jamil Hossain | UAE | Returned | 12 Months | [9 empty] | Returned for credit |  | Returns | Returned
PH-GU-00046 | 13450976 | N/A | Fluke177-Multimeter | 1 |  | 230 | Jamil Hossain | UAE | Active & Calibrated | 12 Months | Haris Al Afaq | 2014-09-10 | 2015-09-10 | 2015-09-13 | 2016-09-13 | 2016-09-29 | 2017-09-29 |  |  | In possession of FSE |  | Annual tool count conducted in Dec 2016 and tool confirm in stock | In Stock
PH-GU-00141 | 209501, 208598 | N/A | mAs, R/F Sensor | 1 |  | 4893 | Jamil Hossain | UAE | Active & Calibrated | 12 Months | RaySafe | 2014-11-04 | 2015-11-04 | 2015-12-08 | 2016-12-08 |  |  |  |  | In possession of FSE |  | Annual tool count conducted in Dec 2016 and tool confirm in stock | In Stock
PH-GU-00154 | 210461, 212595,213912, 215865 | N/A | Light Sensor, mAs, R/F Sensor, MAM Sensor | 1 |  | 9320 | Jamil Hossain | UAE | Active & Calibrated | 12 Months | RaySafe |  |  | 2015-02-11 | 2016-02-11 | 2016-02-19 | 2017-02-19 |  |  | In possession of FSE |  | Annual tool count conducted in Dec 2016 and tool confirm in stock | In Stock
PH-GU-NC-223 | N/A | 452230008221 | Quick check phantom | 1 |  | 273.44 | Jamil Hossain | UAE | Active no calibration needed | No Calibration | [9 empty] | In possession of FSE |  | Annual tool count conducted in Dec 2016 and tool confirm in stock | In Stock
PH-GU-NC-373 | N/A | 452230035472 | EDL Tool | 1 |  | 1711.94 | Jamil Hossain | UAE | Active no calibration needed | No Calibration | [9 empty] | In possession of FSE |  | Annual tool count conducted in Dec 2016 and tool confirm in stock | In Stock
PH-GU-NC-378 | N/A | 453567515291 | Altera USB-Blaster Programmer Kit | 1 |  | 89.43 | Jamil Hossain | UAE | Active no calibration needed | No Calibration | [9 empty] | In possession of FSE |  | Annual tool count conducted in Dec 2016 and tool confirm in stock | In Stock
PH-GU-00083 | 20440716 | N/A | Fluke179-Multimeter | 1 |  | 234 | Jayanath K | Oman | Active & Calibrated | 12 Months | Haris Al Afaq | 2014-07-13 | 2015-07-12 | 2015-07-28 | 2016-07-28 | 2016-07-14 | 2017-07-14 |  |  | In possession of FSE |  | Annual tool count conducted in Dec 2016 and tool confirm in stock | In Stock
PH-GU-NC-224 | N/A | 452298038081 | IEC LEAKAGE CURRENT PROBE | 1 |  | 307.8 | Jayanath K | Oman | Active no calibration needed | No Calibration | [9 empty] | In possession of FSE |  | Annual tool count conducted in Dec 2016 and tool confirm in stock | In Stock
PH-GU-00126 | 140530086 | 452298037662 | Clamp on Leak HiTester-HIOKI 3283 | 1 |  | 313.13 | Jon Logaring | Qatar | Active & Calibrated | 12 Months | HIOKI | 2014-05-22 | 2015-05-22 | 2015-05-28 | 2016-05-28 | 2016-05-15 | 2017-05-15 |  |  | In possession of FSE |  | Annual tool count conducted in Dec 2016 and tool confirm in stock | In Stock
PH-GU-00129 | 23140477 | N/A | Fluke 179-Multimeter | 1 |  | 234 | Jon Logaring | Qatar | Active & Calibrated | 12 Months | PROMPT/Qcal | 2014-10-27 | 2015-10-28 | 2015-11-02 | 2016-11-02 | 2016-11-02 | 2017-11-02 |  |  | In possession of FSE |  | Annual tool count conducted in Dec 2016 and tool confirm in stock | In Stock
PH-GU-NC-225 | N/A | 452298038262 | standard tool kit | 1 |  | 664.48 | Jon Logaring | Qatar | Active no calibration needed | No Calibration | [9 empty] | In possession of FSE |  | Annual tool count conducted in Dec 2016 and tool confirm in stock | In Stock
PH-GU-NC-226 | N/A | 452221042312 | USB Smart card reader | 1 |  | 26.84 | Jon Logaring | Qatar | Active no calibration needed | No Calibration | [9 empty] | In possession of FSE |  | Annual tool count conducted in Dec 2016 and tool confirm in stock | In Stock
PH-GU-NC-227 | N/A | 452221042322 | Smart card | 1 |  | 19.95 | Jon Logaring | Qatar | Active no calibration needed | No Calibration | [9 empty] | In possession of FSE |  | Annual tool count conducted in Dec 2016 and tool confirm in stock | In Stock
PH-GU-NC-228 | N/A | 452250066171 | compact tool kit | 1 |  | 136.94 | Jon Logaring | Qatar | Active no calibration needed | No Calibration | [9 empty] | In possession of FSE |  | Annual tool count conducted in Dec 2016 and tool confirm in stock | In Stock
PH-GU-NC-229 | N/A | 451213382341 | CS alignment tool | 1 |  | 177.72 | Jon Logaring | Qatar | Active no calibration needed | No Calibration | [9 empty] | In possession of FSE |  | Annual tool count conducted in Dec 2016 and tool confirm in stock | In Stock
PH-GU-NC-230 | N/A | 452298038352 | LEVEL 1 IQ TOOL KIT | 1 |  | 1999.44 | Jon Logaring | UAE | Active no calibration needed | No Calibration | [9 empty] | In possession of FSE |  | Annual tool count conducted in Dec 2016 and tool confirm in stock | In Stock
PH-GU-NC-231 | N/A | 452214239252 | Mini Ratchet drive system | 1 |  | 57.46 | Jon Logaring | UAE | Active no calibration needed | No Calibration | [9 empty] | In possession of FSE |  | Annual tool count conducted in Dec 2016 and tool confirm in stock | In Stock
PH-GU-NC-232 | N/A | 452298038081 | IEC LEAKAGE CURRENT PROBE | 1 |  | 307.8 | Jon Logaring | Qatar | Active no calibration needed | No Calibration | [9 empty] | In possession of FSE |  | Annual tool count conducted in Dec 2016 and tool confirm in stock | In Stock
PH-GU-NC-233 | N/A | 452250066061 | Collimator test tool | 1 |  | 289.68 | Jon Logaring | Qatar | Active no calibration needed | No Calibration | [9 empty] | In possession of FSE |  | Annual tool count conducted in Dec 2016 and tool confirm in stock | In Stock
PH-GU-NC-234 | N/A | 452212836111 | FANTOME TYPE 38 | 1 |  | 104.37 | Jon Logaring | Qatar | Active no calibration needed | No Calibration | [9 empty] | In possession of FSE |  | Annual tool count conducted in Dec 2016 and tool confirm in stock | In Stock
PH-GU-NC-235 | N/A | 452250066071 | Beam alignment test tool | 1 |  | 322.8 | Jon Logaring | Qatar | Active no calibration needed | No Calibration | [9 empty] | In possession of FSE |  | Annual tool count conducted in Dec 2016 and tool confirm in stock | In Stock
PH-GU-NC-407 | N/A | 453199901912 | Fluorescent paper SP | 1 |  | 448.35 | Jon Logaring | Qatar - Doha | Active no calibration needed | No Calibration | [9 empty] | In possession of FSE |  | Annual tool count conducted in Dec 2016 and tool confirm in stock | In Stock
PH-GU-NC-401 | N/A | 453199901912 | Fluorescent paper SP | 1 |  | 448.35 | Jon Logaring | Qatar - Doha | Active no calibration needed | No Calibration | [9 empty] | In possession of FSE |  | Annual tool count conducted in Dec 2016 and tool confirm in stock | In Stock
PH-GU-00080 | 19920524 | N/A | Fluke179-Multimeter | 1 |  | 234 | Jun Dimacje | Qatar | Active & Calibrated | 12 Months | Haris Al Afaq | 2014-06-26 | 2015-06-25 | 2015-06-23 | 2016-06-23 | 2016-06-09 | 2017-06-09 |  |  | In possession of FSE |  | Annual tool count conducted in Dec 2016 and tool confirm in stock | In Stock
PH-GU-NC-236 | N/A | 452250066171 | compact tool kit | 1 |  | 136.94 | Jun Dimacje | Qatar | Active no calibration needed | No Calibration | [9 empty] | In possession of FSE |  | Annual tool count conducted in Dec 2016 and tool confirm in stock | In Stock
PH-GU-NC-237 | N/A | 452298038603 | SERVICE PC CABLE KIT | 1 |  | 164.42 | Jun Dimacje | Qatar | Active no calibration needed | No Calibration | [9 empty] | In possession of FSE |  | Annual tool count conducted in Dec 2016 and tool confirm in stock | In Stock
PH-GU-NC-238 | N/A | 452221042312 | smart card reader | 1 |  | 26.84 | Jun Dimacje | Qatar | Active no calibration needed | No Calibration | [9 empty] | In possession of FSE |  | Annual tool count conducted in Dec 2016 and tool confirm in stock | In Stock
PH-GU-NC-239 | N/A | 452298037662 | CLAMP ON LEAK HITESTER | 1 |  | 313.13 | Jun Dimacje | Qatar | Active no calibration needed | No Calibration | [9 empty] | In possession of FSE |  | Annual tool count conducted in Dec 2016 and tool confirm in stock | In Stock
PH-GU-00179 | 30420016 | N/A | Fluke-287 | 1 |  | 2829 | Khaled Serag | UAE | Active & Calibrated | 12 Months | Haris Al Afaq | 2016-09-13: 2016-02-15; 2016-09-29: 2016-02-15; 2017-09-29: 2017-02-15 |  |  | In Global pack warehouse |  | Annual tool count conducted in Dec 2016 and tool confirm in stock | In Stock
Elitebook 8560p | N/A | N/A | HP service laptop | 1 |  | 1 | Maher Saleh | Yemen | Active no calibration needed | No Calibration | [9 empty] | In possession of FSE |  | Annual tool count conducted in Dec 2016 and tool confirm in stock | In Stock
PH-GU-00082 | 20120198 | N/A | Fluke179-Multimeter | 1 |  | 234 | Maher Saleh | Yemen | Active & Calibrated | 12 Months | Haris Al Afaq | 2014-06-23 | 2015-06-23 | 2015-10-18 | 2016-10-18 |  | not calibarated due to country ustability-Yemen |  |  | In possession of FSE |  | Annual tool count conducted in Dec 2016 and tool confirm in stock | In Stock
TC-129 | N/A | 452298038262 | standard tool kit | 1 |  | 664.48 | Maher Saleh | Yemen | Active no calibration needed | No Calibration | [9 empty] | In possession of FSE |  | Annual tool count conducted in Dec 2016 and tool confirm in stock | In Stock
PH-GU-00051 | 14860130 | N/A | Fluke177-Multimeter | 1 |  | 230 | Mazen Gamil | Yemen | Active & Calibrated | 12 Months | Haris Al Afaq | 2014-11-13 | 2015-11-13 |  |  | 2016-02-23 | 2017-02-23 |  |  | In Global pack warehouse |  | Annual tool count conducted in Dec 2016 and tool confirm in stock | In Stock
PH-GU-00037 | 123996 | N/A | Unfors mult-O-meter-438 | 1 |  |  | Midhun T.K | Qatar | Returned | 12 Months | [9 empty] | Returned for credit |  | Returns | Returned
PH-GU-00053 | 13120187 | 452230023621 | Mains resistance Meter (TC088) | 1 |  | 3431.14 | Midhun T.K | Qatar | Returned | 12 Months | Grey Macanzie | 2014-09-10: 2014-07-07; 2015-09-10: 2015-07-07 |  |  | Returned for credit |  | Returns | Returned
NO serial | N/A | 453567528581 | Torque Wrench Kit | 1 |  | 704.71 | Muhammad Qureshi | UAE | Returned | 12 Months | [9 empty] | Returned for credit |  | Returns | Returned
PH-GU-00102 | 23170238 | N/A | Fluke177-Multimeter | 1 |  | 230 | Muhammad Qureshi | UAE | Active & Calibrated | 12 Months | Haris Al Afaq | 2014-06-21 | 2015-06-21 | 2015-06-10 | 2016-06-10 | 2016-06-18 | 2017-06-18 |  |  | In possession of FSE |  | Annual tool count conducted in Dec 2016 and tool confirm in stock | In Stock
PH-GU-00151 | 210517, 212463, 213838, 215810 | N/A | Light Sensor, mAs, R/F Sensor, MAM Sensor | 1 |  | 9320 | Muhammad Qureshi | UAE | Active & Calibrated | 12 Months | RaySafe |  |  | 2015-03-09 | 2016-03-09 | 2016-03-31 | 2017-03-31 |  |  | In possession of FSE |  | Annual tool count conducted in Dec 2016 and tool confirm in stock | In Stock
PH-GU-NC-240 | N/A | 452298037871 | CU FILTER 0.5MM | 1 |  | 19.65 | Muhammad Qureshi | UAE | Active no calibration needed | No Calibration | [9 empty] | In possession of FSE |  | Annual tool count conducted in Dec 2016 and tool confirm in stock | In Stock
PH-GU-NC-241 | N/A | 452230008221 | QUICK CHECK PHANTOM | 1 |  | 273.44 | Muhammad Qureshi | UAE | Active no calibration needed | No Calibration | [9 empty] | In possession of FSE |  | Annual tool count conducted in Dec 2016 and tool confirm in stock | In Stock
PH-GU-NC-242 | N/A | 452212836111 | FANTOME TYPE 38 | 1 |  | 104.37 | Muhammad Qureshi | UAE | Active no calibration needed | No Calibration | [9 empty] | In possession of FSE |  | Annual tool count conducted in Dec 2016 and tool confirm in stock | In Stock
PH-GU-NC-243 | N/A | 452298038117 | CONTRAST PHANTOM | 1 |  | 276.43 | Muhammad Qureshi | UAE | Active no calibration needed | No Calibration | [9 empty] | In possession of FSE |  | Annual tool count conducted in Dec 2016 and tool confirm in stock | In Stock
PH-GU-NC-244 | N/A | 452250066171 | TOOL KIT, COMPACT | 1 |  | 136.94 | Muhammad Qureshi | UAE | Active no calibration needed | No Calibration | [9 empty] | In possession of FSE |  | Annual tool count conducted in Dec 2016 and tool confirm in stock | In Stock
PH-GU-NC-245 | N/A | 452214239251 | mini ratchet set | 1 |  | 65.89 | Muhammad Qureshi | UAE | Active no calibration needed | No Calibration | [9 empty] | In possession of FSE |  | Annual tool count conducted in Dec 2016 and tool confirm in stock | In Stock
PH-GU-NC-246 | N/A | 452250066201 | spirit level | 1 |  | 92.37 | Muhammad Qureshi | UAE | Active no calibration needed | No Calibration | [9 empty] | In possession of FSE |  | Annual tool count conducted in Dec 2016 and tool confirm in stock | In Stock
PH-GU-NC-247 | N/A | 452250066211 | feeler gauges | 1 |  | 5.37 | Muhammad Qureshi | UAE | Active no calibration needed | No Calibration | [9 empty] | In possession of FSE |  | Annual tool count conducted in Dec 2016 and tool confirm in stock | In Stock
PH-GU-NC-248 | N/A | 452250066301 | DIGITAL VOLTAGE TESTER | 1 |  | 101.98 | Muhammad Qureshi | UAE | Active no calibration needed | No Calibration | PMS-HOLLAND | [8 empty] | In possession of FSE |  | Annual tool count conducted in Dec 2016 and tool confirm in stock | In Stock
PH-GU-NC-249 | N/A | 451213382341 | CS alignment tool | 1 |  | 177.72 | Muhammad Qureshi | UAE | Active no calibration needed | No Calibration | [9 empty] | In possession of FSE |  | Annual tool count conducted in Dec 2016 and tool confirm in stock | In Stock
PH-GU-NC-356 | N/A | 451213400781 | Tension Spring Balance 0 - 500 N | 1 |  | 76.42 | Muhammad Qureshi | UAE | Active no calibration needed | No Calibration | [9 empty] | In possession of FSE |  | Annual tool count conducted in Dec 2016 and tool confirm in stock | In Stock
PH-GU-00032 | 125409 | N/A | Unfors Meter-438 | 1 |  |  | Murugan G | Oman | Returned | 12 Months | [9 empty] | Returned for credit |  | Returns | Returned
PH-GU-00034 | 108927 | N/A | Dig.MAS Meter | 1 |  | 1300 | Murugan G | Oman | Active & Calibrated | 12 Months | RaySafe | 2014-11-19 | 2015-11-18 | 2015-11-23 | 2016-11-23 | 2016-11-06 | 2017-11-06 |  |  | In possession of FSE |  | Annual tool count conducted in Dec 2016 and tool confirm in stock | In Stock
PH-GU-00067 | 95650766 | N/A | Fluke177-Multimeter | 1 |  | 230 | Murugan G | Oman | Active & Calibrated | 12 Months | MSSI | 2014-08-25 | 2015-08-24 | 2015-08-20 | 2016-08-20 | 2016-08-10 | 2017-08-10 |  |  | In possession of FSE |  | Annual tool count conducted in Dec 2016 and tool confirm in stock | In Stock
PH-GU-NC-250 | N/A | 452250066171 | TOOL KIT, COMPACT | 1 |  | 136.94 | Murugan G | Oman | Active no calibration needed | No Calibration | [9 empty] | In possession of FSE |  | Annual tool count conducted in Dec 2016 and tool confirm in stock | In Stock
PH-GU-NC-251 | N/A | 453567050131 | SLIP RING LUBRICANT SYRINGE | 1 |  | 152.39 | Murugan G | Oman | Active no calibration needed | No Calibration | [9 empty] | In possession of FSE |  | Annual tool count conducted in Dec 2016 and tool confirm in stock | In Stock
PH-GU-NC-252 | N/A | 453566132481 | LUBRICANT | 1 |  | 5.61 | Murugan G | Oman | Active no calibration needed | No Calibration | [9 empty] | In possession of FSE |  | Annual tool count conducted in Dec 2016 and tool confirm in stock | In Stock
PH-GU-NC-253 | N/A | 453566360971 | AEROSHELL GREASE #7 | 1 |  | 19.97 | Murugan G | Oman | Active no calibration needed | No Calibration | [9 empty] | In possession of FSE |  | Annual tool count conducted in Dec 2016 and tool confirm in stock | In Stock
PH-GU-NC-254 | N/A | 453566361061 | CARTRIDGE GREASE #28 | 1 |  | 14.53 | Murugan G | Oman | Active no calibration needed | No Calibration | [9 empty] | In possession of FSE |  | Annual tool count conducted in Dec 2016 and tool confirm in stock | In Stock
PH-GU-NC-255 | N/A | 453567050121 | SLIP RING LUBRICANT | 1 |  | 39.12 | Murugan G | Oman | Active no calibration needed | No Calibration | [9 empty] | In possession of FSE |  | Annual tool count conducted in Dec 2016 and tool confirm in stock | In Stock
PH-GU-NC-256 | N/A | 453567447611 | Grease, AFB-LF | 1 |  | 5.49 | Murugan G | Oman | Active no calibration needed | No Calibration | [9 empty] | In possession of FSE |  | Annual tool count conducted in Dec 2016 and tool confirm in stock | In Stock
PH-GU-NC-257 | N/A | 453567447621 | Grease Gun Unit for AF-LF | 1 |  | 90.6 | Murugan G | Oman | Active no calibration needed | No Calibration | [9 empty] | In possession of FSE |  | Annual tool count conducted in Dec 2016 and tool confirm in stock | In Stock
PH-GU-NC-258 | N/A | 452214239252 | Mini Ratchet drive system | 1 |  | 57.46 | Murugan G | Oman | Active no calibration needed | No Calibration | [9 empty] | In possession of FSE |  | Annual tool count conducted in Dec 2016 and tool confirm in stock | In Stock
PH-GU-NC-259 | N/A | 453567050131 | SLIP RING LUBRICANT SYRINGE | 1 |  | 152.39 | Murugan G | Oman | Active no calibration needed | No Calibration | [9 empty] | In possession of FSE |  | Annual tool count conducted in Dec 2016 and tool confirm in stock | In Stock
PH-GU-NC-260 | N/A | 453566132481 | LUBRICANT | 1 |  | 5.61 | Murugan G | Oman | Active no calibration needed | No Calibration | [9 empty] | In possession of FSE |  | Annual tool count conducted in Dec 2016 and tool confirm in stock | In Stock
TC128 | N/A | 452298038262 | STD tool kit | 1 |  | 664.48 | Murugan G | Oman | Active no calibration needed | No Calibration | [9 empty] | In possession of FSE |  | Annual tool count conducted in Dec 2016 and tool confirm in stock | In Stock
PH-GU-00180 | 30420017 | N/A | Fluke-287 | 1 |  | 329 | New Engineer 1 | UAE | Active & Calibrated | 12 Months | Haris Al Afaq | 2016-09-13: 2016-02-15; 2016-09-29: 2016-02-15; 2017-09-29: 2017-02-15 |  |  | with Himanshu as on 21/9/2016 |  | Annual tool count conducted in Dec 2016 and tool confirm in stock | In Stock
PH-GU-00028 | 64290754 | N/A | FLUKE75-Multimeter | 1 |  |  | Oman | Oman | Returned | 12 Months | [9 empty] | Returned for credit |  | Returns | Returned
PH-GU-00029 | 64530233 | N/A | FLUKE87-Multimeter | 1 |  |  | Oman | Oman | Returned | 12 Months | [9 empty] | Returned for credit |  | Returns | Returned
PH-GU-00182 | 000238-0910 | 452215042715 | 4K COLDHEAD SERVICE TOOL | 1 |  | 16216.97 | Oman | Oman | Active & Calibrated | 12 Months | PMS-HOLLAND | 2016-09-13: 2016-04-29; 2016-09-29: 2016-04-29; 2017-09-29: 2017-04-29 |  |  | In country warehouse |  | Annual tool count conducted in Dec 2016 and tool confirm in stock | In Stock
PH-GU-NC-027 | N/A | 453567032461, 501, 6495101 | TUBE LIFTING TOOL (XRT service tool)(generator service tool) | 1 |  | 373.96 | Oman | UAE | Active no calibration needed | No Calibration | [9 empty] | tool kept in Oman |  | Annual tool count conducted in Dec 2016 and tool confirm in stock | In Stock
NO serial | N/A | 453567062291 | ALTERA PROGRAMM | 1 |  | 222.36 | Ovais Ansari | UAE | Returned | No Calibration | [9 empty] | Returned for credit |  | Returns | Returned
PH-GU-00045 | 13450974 | N/A | Fluke177-Multimeter | 1 |  | 230 | Ovais Ansari | UAE | Active & Calibrated | 12 Months | Haris Al Afaq | 2014-09-07 | 2015-09-07 | 2015-09-02 | 2016-09-02 | 2016-09-29 | 2017-09-29 |  |  | In possession of FSE |  | Annual tool count conducted in Dec 2016 and tool confirm in stock | In Stock
PH-GU-00127 | 204729, 209322, 208459, 203469 , 202724 | N/A | Unfors Light sensor, mas, RF Sensor, CT Sensor, MAM sensor | 1 |  | 1120 | Ovais Ansari | UAE | Active & Calibrated | 12 Months | RaySafe | 2014-10-13 | 2015-10-13 | 2015-10-22 | 2016-10-22 | 2016-10-31 | 2017-10-31 |  |  | On 4th Floor cupboard | Sent to Auh to Faisal on 27/12/2016 | Annual tool count conducted in Dec 2016 and tool confirm in stock | In Stock
PH-GU-NC-261 | N/A | 452250066061 | collimator test tool | 1 |  | 195.52 | Ovais Ansari | UAE | Active no calibration needed | No Calibration | [9 empty] | In possession of FSE |  | Annual tool count conducted in Dec 2016 and tool confirm in stock | In Stock
PH-GU-NC-262 | N/A | 452250066071 | beam alignement test tool | 1 |  | 322.8 | Ovais Ansari | UAE | Active no calibration needed | No Calibration | [9 empty] | In possession of FSE |  | Annual tool count conducted in Dec 2016 and tool confirm in stock | In Stock
PH-GU-NC-263 | N/A | 452230008221 | quick check phantom | 1 |  | 273.44 | Ovais Ansari | UAE | Active no calibration needed | No Calibration | [9 empty] | In possession of FSE |  | Annual tool count conducted in Dec 2016 and tool confirm in stock | In Stock
PH-GU-NC-264 | N/A | 452212836111 | line pair phantom | 1 |  | 104.37 | Ovais Ansari | UAE | Active no calibration needed | No Calibration | [9 empty] | In possession of FSE |  | Annual tool count conducted in Dec 2016 and tool confirm in stock | In Stock
PH-GU-NC-265 | N/A | 452298038381 | contrast range phantom | 1 |  | 404.2 | Ovais Ansari | UAE | Active no calibration needed | No Calibration | [9 empty] | In possession of FSE |  | Annual tool count conducted in Dec 2016 and tool confirm in stock | In Stock
PH-GU-NC-266 | N/A | 453567558681 | FPGA Download Kit | 1 |  | 263.44 | Ovais Ansari | UAE | Active no calibration needed | No Calibration | [9 empty] | In possession of FSE |  | Annual tool count conducted in Dec 2016 and tool confirm in stock | In Stock
PH-GU-NC-267 | N/A | 453567129691 | 2 x 5, 0.1" HEADER CONNECTOR | 1 |  | 0.66 | Ovais Ansari | UAE | Active no calibration needed | No Calibration | [9 empty] | In possession of FSE |  | Annual tool count conducted in Dec 2016 and tool confirm in stock | In Stock
PH-GU-NC-268 | N/A | 812210268303 | HEX SCREW DRIVER 5MM-12" | 1 |  | 26.6 | Ovais Ansari | UAE | Active no calibration needed | No Calibration | [9 empty] | In possession of FSE |  | Annual tool count conducted in Dec 2016 and tool confirm in stock | In Stock
TC172 | N/A | 452250066171 | TOOL KIT, COMPACT | 1 |  | 136.94 | Ovais Ansari | UAE | Active no calibration needed | No Calibration | [9 empty] | In possession of FSE |  | Annual tool count conducted in Dec 2016 and tool confirm in stock | In Stock
TC282 | N/A | 452214239251 | mini ratchet | 1 |  | 65.89 | Ovais Ansari | UAE | Active no calibration needed | No Calibration | [9 empty] | In possession of FSE |  | Annual tool count conducted in Dec 2016 and tool confirm in stock | In Stock
NO serial | N/A | 453567456131 | Trim Weight Kit | 1 |  | 109.41 | Paresh Das | UAE | Returned | No Calibration | [9 empty] | Returned for credit |  | Returns | Returned
PH-GU-NC-269 | N/A | 452250066171 | TOOL KIT, COMPACT | 1 |  | 136.94 | Paresh Das | UAE | Active no calibration needed | No Calibration | [9 empty] | In possession of FSE |  | Annual tool count conducted in Dec 2016 and tool confirm in stock | In Stock
PH-GU-NC-270 | N/A | 453567023141 | LUBRICANT KIT | 1 |  | 225.65 | Paresh Das | UAE | Active no calibration needed | No Calibration | [9 empty] | In possession of FSE |  | Annual tool count conducted in Dec 2016 and tool confirm in stock | In Stock
PH-GU-NC-271 | N/A | 453567001111 | SGL GANTRY JUMPER SERVICE KIT | 1 |  | 688.04 | Paresh Das | UAE | Active no calibration needed | No Calibration | PMS-HOLLAND | [8 empty] | In possession of FSE |  | Annual tool count conducted in Dec 2016 and tool confirm in stock | In Stock
PH-GU-NC-272 | N/A | 453567558681 | FPGA Download Kit | 1 |  | 263.44 | Paresh Das | UAE | Active no calibration needed | No Calibration | [9 empty] | In possession of FSE |  | Annual tool count conducted in Dec 2016 and tool confirm in stock | In Stock
PH-GU-NC-273 | N/A | 453567560151 | Kit, Moog Velocity Laser Power | 1 |  | 69.39 | Paresh Das | UAE | Active no calibration needed | No Calibration | [9 empty] | In possession of FSE |  | Annual tool count conducted in Dec 2016 and tool confirm in stock | In Stock
PH-NM-00006 | 11310147 | N/A | Fluke 177-Multimeter | 1 |  | 230 | Paresh Das | UAE | Active & Calibrated | 12 Months | Haris Al Afaq |  |  | 2015-01-04 | 2016-01-04 | 2016-01-27 | 2017-01-27 |  |  | Sent for calibration on 15/1/2017 | In possession of FSE | Annual tool count conducted in Dec 2016 and tool confirm in stock | In Stock
PH-GU-NC-410 | N/A | 453567558681 | FPGA Download Kit | 1 |  | 309.21 | Paresh Das | UAE - Dubai | Active no calibration needed | No Calibration | [9 empty] | In possession of FSE |  | Annual tool count conducted in Dec 2016 and tool confirm in stock | In Stock
PH-GU-NC-409 | N/A | 454110256311 | XILINX USB download cable kit | 1 |  | 452.9 | Paresh Das | UAE - Dubai | Active no calibration needed | No Calibration | [9 empty] | In possession of FSE |  | Annual tool count conducted in Dec 2016 and tool confirm in stock | In Stock
PH-GU-NC-408 | N/A | 453567062291 | ALTERA PROGRAMM | 1 |  | 261 | Paresh Das | UAE - Dubai | Active no calibration needed | No Calibration | [9 empty] | In possession of FSE |  | Annual tool count conducted in Dec 2016 and tool confirm in stock | In Stock
PH-GU-00023 | 11310047 | . | Fluke 177-Multimeter | 1 |  |  | Rachad | UAE | Returned | 12 Months | [9 empty] | Returned for credit |  | Returns | Returned
PH-GU-00027 | DM 5950230 | N/A | Scopemeter | 1 |  |  | Rajendra Sawant | Oman | Returned | 12 Months | [9 empty] | Returned for credit |  | Returns | Returned
PH-GU-00031 | 259 | N/A | Digital Multmeter-07-487 | 1 |  | 1 | Rajendra Sawant | Oman | Active & Calibrated | 12 Months | MSSI | 2014-05-06 | 2015-05-05 | 2015-05-24 | 2016-05-24 | 2016-06-13 | 2017-06-13 |  |  | In possession of FSE |  | Annual tool count conducted in Dec 2016 and tool confirm in stock | In Stock
PH-GU-00033 | 156754 | N/A | Unfors Xi Ext.Detector(R/F &Mam) | 1 |  |  | Rajendra Sawant | Oman | Returned | 12 Months | [9 empty] | Returned for credit |  | Returns | Returned
PH-GU-00079 | 19000257 | N/A | Fluke179-Multimeter | 1 |  |  | Rajendra Sawant | Oman | Returned | 12 Months | [9 empty] | Returned for credit |  | Returns | Returned
PH-GU-00092 | 21060630 | N/A | Fluke179-Multimeter | 1 |  | 234 | Rajendra Sawant | Oman | Active & Calibrated | 12 Months | Haris Al Afaq | 2014-11-08 | 2015-11-07 | 2015-11-09 | 2016-11-08 | 2016-11-03 | 2017-11-03 |  |  | In possession of FSE |  | Annual tool count conducted in Dec 2016 and tool confirm in stock | In Stock
PH-GU-00098 | XC5017730002 | N/A | Secutest SIII+ | 1 |  | 4540 | Rajendra Sawant | Oman | Active & Calibrated | 12 Months | Arab Calibration Dev.Rep.Co | 2014-04-29 | 2015-04-29 | 2015-05-06 | 2016-05-06 | 2016-08-14 | 2017-08-14 |  |  | Sent to oman on 11/8/2016 after calibration |  | Annual tool count conducted in Dec 2016 and tool confirm in stock | In Stock
PH-GU-00124 | 140530099 | 452298037662 | CLAMP ON LEAK HITESTER | 1 |  | 313.13 | Rajendra Sawant | Oman | Active & Calibrated | 12 Months | HIOKI |  |  | 2015-06-08 | 2016-06-06 | 2016-06-19 | 2017-06-19 |  |  | In possession of FSE |  | Annual tool count conducted in Dec 2016 and tool confirm in stock | In Stock
PH-GU-NC-274 | N/A | 453501000731 | RAPID INSTALLATION KIT | 1 |  | 306.83 | Rajendra Sawant | Oman | Active no calibration needed | No Calibration | [9 empty] | In possession of FSE |  | Annual tool count conducted in Dec 2016 and tool confirm in stock | In Stock
PH-GU-NC-275 | N/A | 459800299661 | FRU ALIGNMENT SET | 1 |  | 68.31 | Rajendra Sawant | Oman | Active no calibration needed | No Calibration | [9 empty] | In possession of FSE |  | Annual tool count conducted in Dec 2016 and tool confirm in stock | In Stock
PH-GU-NC-276 | N/A | 452215023101 | HE TRANSFER LINE | 1 |  | 4959.27 | Rajendra Sawant | Oman | Active no calibration needed | No Calibration | [9 empty] | In possession of FSE |  | Annual tool count conducted in Dec 2016 and tool confirm in stock | In Stock
PH-GU-NC-277 | N/A | 452215023481 | MAGNET STINGER 100MM-5/8" | 1 |  | 1023.08 | Rajendra Sawant | Oman | Active no calibration needed | No Calibration | [9 empty] | In possession of FSE |  | Annual tool count conducted in Dec 2016 and tool confirm in stock | In Stock
PH-GU-NC-278 | N/A | 452215023101 | HE TRANSFER LINE | 1 |  | 4959.27 | Rajendra Sawant | Oman | Active no calibration needed | No Calibration | [9 empty] | In possession of FSE |  | Annual tool count conducted in Dec 2016 and tool confirm in stock | In Stock
PH-GU-NC-279 | N/A | 452215023481 | MAGNET STINGER 100MM-5/8" | 1 |  | 1023.08 | Rajendra Sawant | Oman | Active no calibration needed | No Calibration | [9 empty] | In possession of FSE |  | Annual tool count conducted in Dec 2016 and tool confirm in stock | In Stock
TC129 | N/A | 452298038262 | standard tool kit | 1 |  | 664.48 | Rajendra Sawant | Oman | Active no calibration needed | No Calibration | [9 empty] | In possession of FSE |  | Annual tool count conducted in Dec 2016 and tool confirm in stock | In Stock
| N/A | 452298038073 | EARTH BONDING TESTER | 1 |  | #REF! | Rajendra Sawant | Oman | Returned | 12 Months | [9 empty] | Returned for credit |  | Returns | Returned
| N/A | 452298038073 | EARTH BONDING TESTER | 1 |  | 4443.08 | Rajendra Sawant | Oman | Returned | No Calibration | [9 empty] | Returned for credit |  | Returns | Returned
PH-GU-NC-380 | N/A | 459800368151 | Hoist for MCS | 1 |  | 498.99 | Roble Raman | UAE - Dubai | Active no calibration needed | No Calibration | [9 empty] | In possession of FSE |  | Annual tool count conducted in Dec 2016 and tool confirm in stock | In Stock
NO serial | N/A | N/A | direct xray ruler | 1 |  | 1 | Roble Ramanan | UAE | Returned | No Calibration | [9 empty] | Returned for credit |  | Returns | Returned
PH-GU-00071 | 17920772 | N/A | Fluke177 multimeter | 1 |  | 220 | Roble Ramanan | UAE | Active & Calibrated | 12 Months | Haris Al Afaq | 2014-11-13 | 2015-11-13 | 2015-11-21 | 2016-11-21 | 2016-11-19 | 2017-11-19 |  |  | In possession of FSE |  | Annual tool count conducted in Dec 2016 and tool confirm in stock | In Stock
PH-GU-00077 | 181717, 178041, 180028, 190745 | N/A | Unfors Mult-O-Meter (R/F&Mammo) | 1 |  |  | Roble Ramanan | UAE | Returned | 12 Months | [9 empty] | Returned for credit |  | Returns | Returned
PH-GU-00152 | 210502, 212391, 213804, 215801 | N/A | Light Sensor, mAs, R/F Sensor, MAM Sensor | 1 |  | 9320 | Roble Ramanan | UAE | Active & Calibrated | 12 Months | RaySafe |  |  | 2015-03-09 | 2016-03-09 | 2016-04-01 | 2017-04-01 |  |  | returned by Ovais on 16/11/2016 | Sent to Ovais for fujairah job on 15/11/2016 | Annual tool count conducted in Dec 2016 and tool confirm in stock | In Stock
PH-GU-NC-280 | N/A | 452209020201 | BNC EXTRACTION TOOL 100-096-01 (TC322) | 1 |  | 37.54 | Roble Ramanan | UAE | Active no calibration needed | No Calibration | [9 empty] | In possession of FSE |  | Annual tool count conducted in Dec 2016 and tool confirm in stock | In Stock
PH-GU-NC-281 | N/A | 452250066171 | TOOL KIT, COMPACT | 1 |  | 136.94 | Roble Ramanan | UAE | Active no calibration needed | No Calibration | [9 empty] | In possession of FSE |  | Annual tool count conducted in Dec 2016 and tool confirm in stock | In Stock
PH-GU-NC-282 | N/A | 452298038603 | SERVICE PC CABLE KIT | 1 |  | 164.42 | Roble Ramanan | UAE | Active no calibration needed | No Calibration | [9 empty] | In possession of FSE |  | Annual tool count conducted in Dec 2016 and tool confirm in stock | In Stock
PH-GU-NC-283 | N/A | 452230036541 | Gridswitch testing tool | 1 |  | 101.6 | Roble Ramanan | UAE | Active no calibration needed | No Calibration | [9 empty] | In possession of FSE |  | Annual tool count conducted in Dec 2016 and tool confirm in stock | In Stock
PH-GU-NC-284 | N/A | 452298037862 | CU filter 1.5MM | 2 |  | 19.65 | Roble Ramanan | UAE | Active no calibration needed | No Calibration | [9 empty] | In possession of FSE |  | Annual tool count conducted in Dec 2016 and tool confirm in stock | In Stock
PH-GU-NC-285 | N/A | 452298037871 | CU filter 0.5MM | 2 |  | 19.65 | Roble Ramanan | UAE | Active no calibration needed | No Calibration | [9 empty] | In possession of FSE |  | Annual tool count conducted in Dec 2016 and tool confirm in stock | In Stock
PH-GU-NC-286 | N/A | 452298037881 | AL Filter 20MM | 1 |  | 47.96 | Roble Ramanan | UAE | Active no calibration needed | No Calibration | [9 empty] | In possession of FSE |  | Annual tool count conducted in Dec 2016 and tool confirm in stock | In Stock
PH-GU-NC-287 | N/A | 452298037891 | AL filter 5MM | 1 |  | 44.33 | Roble Ramanan | UAE | Active no calibration needed | No Calibration | [9 empty] | In possession of FSE |  | Annual tool count conducted in Dec 2016 and tool confirm in stock | In Stock
PH-GU-NC-288 | N/A | 452298037901 | Al Filter 2.5MM | 1 |  | 50.84 | Roble Ramanan | UAE | Active no calibration needed | No Calibration | [9 empty] | In possession of FSE |  | Annual tool count conducted in Dec 2016 and tool confirm in stock | In Stock
PH-GU-NC-289 | N/A | 452298038383 | contrast phantom | 1 |  | 279.7 | Roble Ramanan | UAE | Active no calibration needed | No Calibration | [9 empty] | In possession of FSE |  | Annual tool count conducted in Dec 2016 and tool confirm in stock | In Stock
PH-GU-NC-290 | N/A | 452298038472 | Filterholder | 1 |  | 243.9 | Roble Ramanan | UAE | Active no calibration needed | No Calibration | [9 empty] | In possession of FSE |  | Annual tool count conducted in Dec 2016 and tool confirm in stock | In Stock
PH-GU-NC-291 | N/A | N/A | Gammex 156 | 1 |  | 225 | Roble Ramanan | UAE | Active no calibration needed | No Calibration | [9 empty] | In possession of FSE |  | Annual tool count conducted in Dec 2016 and tool confirm in stock | In Stock
PH-GU-NC-292 | N/A | 452250066071 | Beam alignment test tool | 1 |  | 255.84 | Roble Ramanan | UAE | Active no calibration needed | No Calibration | [9 empty] | In possession of FSE |  | Annual tool count conducted in Dec 2016 and tool confirm in stock | In Stock
PH-GU-NC-293 | N/A | 452250066301 | Phase rotation meter | 1 |  | 101.98 | Roble Ramanan | UAE | Active no calibration needed | No Calibration | [9 empty] | In possession of FSE |  | Annual tool count conducted in Dec 2016 and tool confirm in stock | In Stock
PH-GU-NC-294 | N/A | 451213400781 | Tension Spring Balance 0 - 500 N | 1 |  | 76.42 | Roble Ramanan | UAE | Active no calibration needed | No Calibration | [9 empty] | In possession of FSE |  | Annual tool count conducted in Dec 2016 and tool confirm in stock | In Stock
PH-GU-NC-295 | N/A | 131250288403 | STRUCTOVIS CHD 230 ML | 1 |  | 13.54 | Roble Ramanan | UAE | Active no calibration needed | No Calibration | [9 empty] | In possession of FSE |  | Annual tool count conducted in Dec 2016 and tool confirm in stock | In Stock
PH-GU-NC-296 | N/A | 131250360902 | ISOFLEX-GREASE TOPAS NB52 25G | 1 |  | 4.75 | Roble Ramanan | UAE | Active no calibration needed | No Calibration | [9 empty] | In possession of FSE |  | Annual tool count conducted in Dec 2016 and tool confirm in stock | In Stock
PH-GU-NC-353 | N/A | 459800368151 | Hoist for MCS | 1 |  | 498.99 | Roble Ramanan | UAE | Active no calibration needed | No Calibration | [9 empty] | In possession of FSE |  | Annual tool count conducted in Dec 2016 and tool confirm in stock | In Stock
PH-GU-NC-376 | N/A | 452250052051 | CHIP CARRIER EXTRACTION TOOL | 1 |  | 1.02 | Roble Ramanan | UAE | Active no calibration needed | No Calibration | [9 empty] | In possession of FSE |  | Annual tool count conducted in Dec 2016 and tool confirm in stock | In Stock
PH-GU-00091 | 21060626 | N/A | Fluke179-Multimeter | 1 |  | 234 | Salah al Harbi | Oman | Active & Calibrated | 12 Months | Haris Al Afaq | 2014-11-08 | 2015-11-07 | 2015-11-09 | 2016-11-08 | 2016-11-07 | 2017-11-07 |  |  | In possession of FSE |  | Annual tool count conducted in Dec 2016 and tool confirm in stock | In Stock
PH-GU-NC-297 | N/A | 452298038603 | SERVICE PC CABLE KIT | 1 |  | 164.42 | Salah al Harbi | Oman | Active no calibration needed | No Calibration | [9 empty] | In possession of FSE |  | Annual tool count conducted in Dec 2016 and tool confirm in stock | In Stock
PH-GU-NC-298 | N/A | 452298038262 | standard tool kit | 1 |  | 664.48 | Salah al Harbi | Oman | Active no calibration needed | No Calibration | [9 empty] | In possession of FSE |  | Annual tool count conducted in Dec 2016 and tool confirm in stock | In Stock
PH-GU-NC-299 | N/A | 452298038081 | IEC LEAKAGE CURRENT PROBE | 1 |  | 307.8 | Salah Al Harbi | Oman | Active no calibration needed | No Calibration | [9 empty] | In possession of FSE |  | Annual tool count conducted in Dec 2016 and tool confirm in stock | In Stock
PH-GU-00024 | 11310048 | N/A | Fluke177-Multimeter | 1 |  | 230 | Salah Alaity | UAE | Active & Calibrated | 12 Months | Haris Al Afaq | 2014-02-04 | 2015-02-04 | 2015-02-28 | 2016-02-28 | 2016-02-08 | 2017-02-08 |  |  | In possession of FSE |  | Annual tool count conducted in Dec 2016 and tool confirm in stock | In Stock
PH-GU-00170 | 211114, 213065, 214468, 216350 | N/A | Light Sensor, mAs, R/F Sensor, MAM Sensor | 1 |  | 9320 | Salah Alaity | UAE | Active & Calibrated | 12 Months | RaySafe |  |  | 2015-07-06 | 2016-07-06 | 2016-08-08 | 2017-08-08 |  |  | sent to salah on 18/8/2016 | sent for calibration on 31/7/2016 | Annual tool count conducted in Dec 2016 and tool confirm in stock | In Stock
PH-GU-00022 | 11310046 | N/A | Fluke177-Multimeter | 1 |  | 230 | Sanjay Reghu | UAE | Active & Calibrated | 12 Months | Haris Al Afaq | 2014-01-14 | 2015-01-14 | 2015-01-15 | 2016-01-15 | 2016-01-17 | 2017-01-17 |  |  | In possession of FSE |  | Annual tool count conducted in Dec 2016 and tool confirm in stock | In Stock
PH-GU-NC-300 | N/A | 459800881401 | OMNIKEY 6221 USB Smart Card Reader | 1 |  | 33.69 | Sanjay Reghu | UAE | Active no calibration needed | No Calibration | [9 empty] | In possession of FSE |  | Annual tool count conducted in Dec 2016 and tool confirm in stock | In Stock
PH-GU-NC-416 | N/A | 452298038081 | IEC LEAKAGE CURRENT PROBE | 1 |  | 615.6 | Sawant | Oman - Al Khuwair | Active no calibration needed | No Calibration | [9 empty] | In possession of FSE |  | Annual tool count conducted in Dec 2016 and tool confirm in stock | In Stock
PH-GU-NC-405 | N/A | 282206098194 | BIOMEDICAL RADIOPAQUE RULER 07-533 | 1 |  | 421.46 | Sawant | Oman - Al Khuwair | Active no calibration needed | No Calibration | [9 empty] | In possession of FSE |  | Annual tool count conducted in Dec 2016 and tool confirm in stock | In Stock
PH-GU-NC-404 | N/A | 452298038262 | TOOLSET | 1 |  | 664.48 | Sawant | Oman - Al Khuwair | Active no calibration needed | No Calibration | [9 empty] | In possession of FSE |  | Annual tool count conducted in Dec 2016 and tool confirm in stock | In Stock
NO serial | 0312601166/0412601153 | 812210276882 | non magnetic torque wrench tool | 1 |  | 8221.2 | Shared Tools | Qatar | Active & Calibrated | 12 Months | [9 empty] | In country warehouse |  | Annual tool count conducted in Dec 2016 and tool confirm in stock | In Stock
PH-GU-00036 | DM5950231 | N/A | FLUKE Scopemeter | 1 |  | 2982 | Shared Tools | Qatar | Active & Calibrated | 12 Months | Haris Al Afaq | 2014-08-12 | 2015-08-12 | 2015-08-31 | 2016-08-31 | 2016-08-23 | 2017-08-23 |  |  | In country warehouse |  | Annual tool count conducted in Dec 2016 and tool confirm in stock | In Stock
PH-GU-00107 | 110322 | 452298038073 | Earth Bonding Tester | 1 |  |  | Shared Tools | Yemen | Returned | 12 Months | [9 empty] | Returned for credit |  | Returns | Returned
PH-GU-00122 | YH5204050001 | N/A | Secutest | 1 |  | 4540 | Shared Tools | Qatar | Active & Calibrated | 12 Months | Arab Calibration Dev.Rep.Co | 2014-09-09 | 2015-09-09 | 2015-10-05 | 2016-10-05 | 2016-11-09 | 2017-11-09 |  |  | In country warehouse |  | Annual tool count conducted in Dec 2016 and tool confirm in stock | In Stock
PH-GU-00123 | 17090123 | 452230023621 | MAINS RESISTANCE METER MRM100 | 1 |  | 3431.14 | Shared Tools | Qatar | Active & Calibrated | 12 Months | Trescal | 2014-08-29 | 2015-08-29 | 2015-08-31 | 2016-08-31 | 2016-08-31 | 2017-08-31 |  |  | In country warehouse |  | Annual tool count conducted in Dec 2016 and tool confirm in stock | In Stock
PH-GU-00124 | 140530099 | 452298037662 | Clamp on Leak HiTester-HIOKI 3283 | 1 |  | 313.13 | Shared Tools | Oman | Active & Calibrated | 12 Months | HIOKI | 2014-05-22 | 2015-05-22 | 2015-06-08 | 2016-06-08 | 2016-06-19 | 2017-06-19 |  |  | In country warehouse |  | Annual tool count conducted in Dec 2016 and tool confirm in stock | In Stock
PH-GU-00135 | 209462, 208547 | N/A | mAs, R/F Sensor | 1 |  | 4893 | Shared Tools | Qatar | Active & Calibrated | 12 Months | RaySafe | 2014-11-04 | 2015-11-04 | 2015-12-10 | 2016-12-10 |  |  |  |  | In country warehouse |  | Annual tool count conducted in Dec 2016 and tool confirm in stock | In Stock
PH-GU-00142 | 208614, 220387 | N/A | mAs, R/F Sensor | 1 |  | 4893 | Shared Tools | Yemen | Active & Calibrated | 12 Months | RaySafe | 2014-05-22: 2014-11-04; 2015-05-22: 2015-11-04 |  |  | In country warehouse |  | Annual tool count conducted in Dec 2016 and tool confirm in stock | In Stock
PH-GU-00142 | 209435 | N/A | mAs, R/F Sensor | 1 |  |  | Shared Tools | Yemen | Returned | 12 Months |  | 2014-05-22: 1899-12-31; 2015-05-22: Sent for calibration; 2015-06-08: Returned |  |  | Returned for credit |  | Returns | Returned
PH-GU-00143 | 209517, 208571, 202828 | N/A | mAs, R/F Sensor, MAM Sensor | 1 |  | 4893 | Shared Tools | Oman | Active & Calibrated | 12 Months | RaySafe | 2014-10-30 | 2015-10-30 | 2015-11-10 | 2016-11-10 | 2016-11-22 | 2017-11-22 |  |  | In country warehouse |  | Annual tool count conducted in Dec 2016 and tool confirm in stock | In Stock
PH-GU-00146 | YL5264220001 | N/A | Secutest | 1 |  | 4540 | Shared Tools | Bahrain | Active & Calibrated | 12 Months | Arab Calibration Dev.Rep.Co |  |  | 2015-02-02 | 2016-02-02 | 2016-02-24 | 2017-02-24 |  |  | In country warehouse |  | Annual tool count conducted in Dec 2016 and tool confirm in stock | In Stock
PH-GU-00153 | 28182612 | N/A | Fluke 190 - Scope Meter | 1 |  | 3691 | B3 Tools | UAE | Active & Calibrated | 12 Months | Haris Al Afaq |  |  | 2015-04-12 | 2016-04-12 | 2016-04-30 | 2017-04-30 |  |  | Sent to Qatar on 28/9/2016 | with Salah since 1/9/2016 | Annual tool count conducted in Dec 2016 and tool confirm in stock | In Stock
PH-GU-00161 | 210875, 213006, 214222 | N/A | Light Sensor, mAs, R/F Sensor | 1 |  | 9320 | Shared Tools | Qatar | Active & Calibrated | 12 Months | PMS-HOLLAND |  |  | 2015-05-27 | 2016-05-27 | 2016-06-18 | 2017-06-18 |  |  | In country warehouse |  | Annual tool count conducted in Dec 2016 and tool confirm in stock | In Stock
PH-GU-00162 | 3234 | 812210658261 | Assy Tesla Meter | 1 |  | 27927.9 | Shared Tools | Yemen | Returned | 12 Months | Tektronix | [8 empty] | Returned for credit |  | Returns | Returned
PH-GU-00163 | 15019557, 1797665, 5141223967 | 453567528581 | Torque Wrench | 1 |  | 637.67 | Shared Tools | Oman | Active & Calibrated | 12 Months | MSSI |  |  | 2015-04-22 | 2016-04-22 | 2016-05-31 | 2017-05-31 |  |  | In country warehouse |  | Annual tool count conducted in Dec 2016 and tool confirm in stock | In Stock
PH-GU-00165 | 510602251 | 453567528581 | Torque Wrench | 1 |  | 637.67 | Shared Tools | Oman | Returned | 12 Months | MSSI | 2015-11-10: 2015-08-19; 2016-11-10: 2016-08-18; 2016-11-22: sent for calibration on 14/8/2016 |  |  | In country warehouse |  | Returns | Returned
PH-GU-00166 | 510602270 | 453567528581 | Torque Wrench | 1 |  | 637.67 | Shared Tools | Oman | Returned | 12 Months | RaySafe | 2015-11-10: 2015-08-19; 2016-11-10: 2016-08-18; 2016-11-22: sent for calibration on 14/8/2016 |  |  | In country warehouse |  | Returns | Returned
PH-GU-00177 | 220252, 218104 | N/A | mAs, R/F Sensor | 1 |  | 4893 | Shared Tools | Qatar | Active & Calibrated | 12 Months | RaySafe | 2016-11-10: 2016-01-13; 2016-11-22: 2016-01-13; 2017-11-22: 2017-01-13 |  |  | In country warehouse |  | Annual tool count conducted in Dec 2016 and tool confirm in stock | In Stock
PH-GU-00184 | AF5482200001 | N/A | Secutest SIII+ | 1 |  | 4787 | Shared Tools | Yemen | Active & Calibrated | 12 Months | Arab Calibration Dev.Rep.Co | 2016-11-22: 2016-06-21; 2017-11-22: 2017-06-21 |  |  | In country warehouse |  | Annual tool count conducted in Dec 2016 and tool confirm in stock | In Stock
PH-GU-NC-030 | N/A | 452200501572 | Transport Wheels (cathlab) | 1 |  | 4769.51 | Shared Tools | Yemen | Active no calibration needed | No Calibration | [9 empty] | shipped to Dubai on 3/11/2016 from KSA | sent to KSA in 2013 as per Sathya's request | Annual tool count conducted in Dec 2016 and tool confirm in stock | In Stock
PH-GU-NC-033 | N/A | 812210176403 | Transport set NT/T5-Achieva(not 3T) | 1 |  | 5445.36 | Shared Tools | Yemen | Active no calibration needed | No Calibration | [9 empty] | In country warehouse |  | Annual tool count conducted in Dec 2016 and tool confirm in stock | In Stock
PH-GU-NC-301 | N/A | 451210178481 | TOMO TEST DEVICE | 1 |  | 681.88 | Shared Tools | Qatar | Active no calibration needed | No Calibration | [9 empty] | In country warehouse |  | Annual tool count conducted in Dec 2016 and tool confirm in stock | In Stock
PH-GU-NC-302 | N/A | 452298038462 | IMAGE QUALITY TOOL KIT | 1 |  | 3759.22 | Shared Tools | Qatar | Active no calibration needed | No Calibration | [9 empty] | In country warehouse |  | Annual tool count conducted in Dec 2016 and tool confirm in stock | In Stock
PH-GU-NC-303 | N/A | 452201100461 | Cable Pressure Adpt PH-FE | 1 |  | 74.56 | Shared Tools | Qatar | Active no calibration needed | No Calibration | [9 empty] | In country warehouse |  | Annual tool count conducted in Dec 2016 and tool confirm in stock | In Stock
PH-GU-NC-339 | N/A | 452250066241 | Network Tool kit | 1 |  | 314.34 | Shared Tools | Qatar | Active no calibration needed | No Calibration | [9 empty] | In country warehouse |  | Annual tool count conducted in Dec 2016 and tool confirm in stock | In Stock
PH-GU-00105 | 23170244 | N/A | Fluke177-Multimeter | 1 |  | 230 | Sherief El-Tarrass | UAE | Active & Calibrated | 12 Months | Haris Al Afaq | 2014-06-21 | 2015-06-21 | 2015-06-10 | 2016-06-10 | 2016-06-09 | 2017-06-09 |  |  | In possession of FSE |  | Annual tool count conducted in Dec 2016 and tool confirm in stock | In Stock
PH-GU-NC-304 | N/A | 452214239252 | Mini Ratchet drive system | 1 |  | 57.46 | Sherief EL-Tarrass | UAE | Active no calibration needed | No Calibration | [9 empty] | In possession of FSE |  | Annual tool count conducted in Dec 2016 and tool confirm in stock | In Stock
PH-GU-NC-305 | N/A | 452250066171 | TOOL KIT, COMPACT | 1 |  | 136.94 | Sherief EL-Tarrass | UAE | Active no calibration needed | No Calibration | [9 empty] | In possession of FSE |  | Annual tool count conducted in Dec 2016 and tool confirm in stock | In Stock
PH-GU-NC-306 | N/A | 452221042312 | SMART CARD READER CARD MEM 6121 | 1 |  | 26.84 | Sherief EL-Tarrass | UAE | Active no calibration needed | No Calibration | [9 empty] | In possession of FSE |  | Annual tool count conducted in Dec 2016 and tool confirm in stock | In Stock
PH-GU-NC-307 | N/A | 459800721901 | BRACKET-PEDESTAL COVER SERVICE TOOL | 1 |  | 179.9 | Sherief EL-Tarrass | UAE | Active no calibration needed | No Calibration | [9 empty] | In possession of FSE |  | Annual tool count conducted in Dec 2016 and tool confirm in stock | In Stock
PH-GU-NC-308 | N/A | 453567001111 | SGL GANTRY JUMPER SERVICE KIT | 1 |  | 688.04 | Sherief EL-Tarrass | UAE | Active no calibration needed | No Calibration | [9 empty] | In possession of FSE |  | Annual tool count conducted in Dec 2016 and tool confirm in stock | In Stock
PH-GU-NC-309 | N/A | 453566284931 | CT=IQ TOOLS W/CASE | 1 |  | 253.97 | Sherief EL-Tarrass | UAE | Active no calibration needed | No Calibration | [9 empty] | In possession of FSE |  | Annual tool count conducted in Dec 2016 and tool confirm in stock | In Stock
PH-GU-NC-310 | N/A | 453567456131 | Trim Weight Kit | 1 |  | 128.48 | Sherief EL-Tarrass | UAE | Active no calibration needed | No Calibration | [9 empty] | In possession of FSE |  | Annual tool count conducted in Dec 2016 and tool confirm in stock | In Stock
PH-GU-00040 | 11430303 | N/A | Fluke 177 Multimeter | 1 |  | 230 | Sooraj Lohithakshan | Qatar | Active & Calibrated | 12 Months | Haris Al Afaq | 2014-02-18 | 2015-02-18 | 2015-02-19 | 2016-02-19 | 2016-02-23 | 2017-02-23 |  |  | In possession of FSE |  | Annual tool count conducted in Dec 2016 and tool confirm in stock | In Stock
PH-GU-00041 | 167776, 171709, 190998 | N/A | Unfors Mult-O-Meter (R/F), MAS, Light | 1 |  |  | Sooraj Lohithakshan | Qatar | Returned | 12 Months | [9 empty] | Returned for credit |  | Returns | Returned
PH-GU-00132 | 200579, 186144, 198842 | N/A | mAs, R/F Sensor, CT Sensor | 1 |  |  | Sooraj Lohithakshan | Qatar | Returned | 12 Months | [9 empty] | Returned for credit |  | Returns | Returned
PH-GU-00169 | 31260125 | N/A | Fluke 1507 Insulation Tester | 1 |  | 301 | Sooraj Lohithakshan | Qatar | Active & Calibrated | 12 Months | PROMPT |  |  | 2015-09-07 | 2016-09-07 | 2016-10-13 | 2017-10-13 |  |  | In possession of FSE |  | Annual tool count conducted in Dec 2016 and tool confirm in stock | In Stock
PH-GU-00178 | 209750, 214772, 217397 | N/A | mAs, R/F Sensor, CT Sensor | 1 |  | 9320 | Sooraj Lohithakshan | Qatar | Active & Calibrated | 12 Months | Haris Al Afaq | 2016-02-19: 2016-01-22; 2016-02-23: 2016-01-22; 2017-02-23: 2017-01-22 |  |  | In possession of FSE |  | Annual tool count conducted in Dec 2016 and tool confirm in stock | In Stock
PH-GU-NC-311 | N/A | 452221042312 | USB smart card | 1 |  | 26.84 | Sooraj Lohithakshan | Qatar | Active no calibration needed | No Calibration | [9 empty] | In possession of FSE |  | Annual tool count conducted in Dec 2016 and tool confirm in stock | In Stock
PH-GU-NC-312 | N/A | 452221042322 | Smart card | 1 |  | 19.95 | Sooraj Lohithakshan | Qatar | Active no calibration needed | No Calibration | [9 empty] | In possession of FSE |  | Annual tool count conducted in Dec 2016 and tool confirm in stock | In Stock
PH-GU-NC-313 | N/A | 452250066061 | Collimator test tool | 1 |  | 195.52 | Sooraj Lohithakshan | Qatar | Active no calibration needed | No Calibration | [9 empty] | In possession of FSE |  | Annual tool count conducted in Dec 2016 and tool confirm in stock | In Stock
PH-GU-NC-314 | N/A | 451210498891 | Pin gage | 1 |  | 53.92 | Sooraj Lohithakshan | Qatar | Active no calibration needed | No Calibration | [9 empty] | In possession of FSE |  | Annual tool count conducted in Dec 2016 and tool confirm in stock | In Stock
PH-GU-NC-315 | N/A | 242254940998 | PLCC EXTRACTOR | 1 |  | 5.54 | Sooraj Lohithakshan | Qatar | Active no calibration needed | No Calibration | [9 empty] | In possession of FSE |  | Annual tool count conducted in Dec 2016 and tool confirm in stock | In Stock
PH-GU-NC-316 | N/A | 452250066171 | TOOL KIT, COMPACT | 1 |  | 136.94 | Sooraj Lohithakshan | Qatar | Active no calibration needed | No Calibration | [9 empty] | In possession of FSE |  | Annual tool count conducted in Dec 2016 and tool confirm in stock | In Stock
PH-GU-NC-317 | N/A | 452298038602 | SERVICE PC CABLE KIT | 1 |  | 94.83 | Sooraj Lohithakshan | Qatar | Active no calibration needed | No Calibration | [9 empty] | In possession of FSE |  | Annual tool count conducted in Dec 2016 and tool confirm in stock | In Stock
TC003 | N/A | 452298038602 | cable kit | 1 |  | 143.44 | Sooraj Lohithakshan | Qatar | Active no calibration needed | No Calibration |  | 2017-02-23: 2016-01-17 |  |  | In possession of FSE |  | Annual tool count conducted in Dec 2016 and tool confirm in stock | In Stock
TC129 | N/A | 452298038262 | standard tool kit | 1 |  | 664.48 | Sooraj Lohithakshan | Qatar | Active no calibration needed | No Calibration |  | 2017-02-23: 2016-01-17 |  |  | In possession of FSE |  | Annual tool count conducted in Dec 2016 and tool confirm in stock | In Stock
PH-GU-NC-406 | N/A | 452298038081 | IEC LEAKAGE CURRENT PROBE | 1 |  | 307.8 | Sooraj Lohithakshan | Qatar - Doha | Active no calibration needed | No Calibration | [9 empty] | In possession of FSE |  | Annual tool count conducted in Dec 2016 and tool confirm in stock | In Stock
PH-GU-00002 | 11310049 | N/A | Fluke177-Multimeter | 1 |  | 230 | SPARE TOOL | UAE | Active & Calibrated | 12 Months | Haris Al Afaq | 2014-03-04 | 2015-03-04 | 2015-04-13 | 2016-04-13 | 2016-04-13 | 2017-04-13 |  |  | Handed over to Roble on 16/11/2016 | In 4th floor cupboard as on 29/9/2016 | Annual tool count conducted in Dec 2016 and tool confirm in stock | In Stock
PH-GU-00016 | 84210124 | N/A | Dig.Multimeter | 1 |  |  | SPARE TOOL | UAE | Returned | 12 Months | [9 empty] | Returned for credit |  | Returns | Returned
PH-NM-00005 | 11310146 | N/A | Fluke 177-Multimeter | 1 |  | 230 | SPARE TOOL | Oman | Active & Calibrated | 12 Months | MSSI | 2014-12-21 | 2015-12-20 | 2016-01-05 | 2017-01-05 | 2016-01-05 | 2017-01-05 |  |  | In country warehouse |  | Annual tool count conducted in Dec 2016 and tool confirm in stock | In Stock
PH-NM-00008 | 11310149 | N/A | Fluke 177-Multimeter | 1 |  | 230 | SPARE TOOL | Bahrain | Active & Calibrated | 12 Months | Haris Al Afaq |  |  | 2015-01-04 | 2016-01-04 | 2016-01-17 | 2017-01-17 |  |  | In Global pack warehouse |  | Annual tool count conducted in Dec 2016 and tool confirm in stock | In Stock
PH-NM-00012 | 14960161 | N/A | Fluke 177 Multimeter | 1 |  | 230 | SPARE TOOL | UAE | Active & Calibrated | 12 Months | Haris Al Afaq | 2014-10-27 | 2015-10-27 | 2015-10-18 | 2016-10-18 | 2016-10-26 | 2017-10-26 |  |  | In 4th floor cupboard |  | Annual tool count conducted in Dec 2016 and tool confirm in stock | In Stock
PH-GU-00025 | 165171, 165722 | N/A | Unfors Xi-RF Detector, base | 1 |  |  | Store | UAE | Returned | 12 Months | [9 empty] | Returned for credit |  | Returns | Returned
PH-GU-00059 | 100103 | N/A | Earth Bonding Tester | 1 |  |  | Store | UAE | Returned | 12 Months | [9 empty] | Returned for credit |  | Returns | Returned
PH-GU-00060 | 921222 | N/A | Earth Bonding Tester | 1 |  |  | Store | UAE | Returned | 12 Months | [9 empty] | Returned for credit |  | Returns | Returned
PH-GU-00061 | 08B1622L_08A1133K | N/A | MPS Ramp Unit | 1 |  |  | Store | UAE | Returned | 12 Months | [9 empty] | Returned for credit |  | Returns | Returned
PH-GU-00062 | NA | N/A | MPS Cable Kit (Upgrade) | 1 |  |  | Store | UAE | Returned | 12 Months | [9 empty] | Returned for credit |  | Returns | Returned
PH-GU-00063 | 535 | N/A | MPS Ram Down Accelerator | 1 |  |  | Store | UAE | Returned | 12 Months | [9 empty] | Returned for credit |  | Returns | Returned
PH-GU-00064 | 010306 | N/A | Eddy Current | 1 |  |  | Store | UAE | Returned | 12 Months | [9 empty] | Returned for credit |  | Returns | Returned
PH-GU-00065 | 010106 | N/A | Testbox HCU | 1 |  |  | Store | UAE | Returned | 12 Months | [9 empty] | Returned for credit |  | Returns | Returned
PH-GU-00066 | 02110167 | N/A | Mains Resistance Meter | 1 |  |  | Store | UAE | Returned | 12 Months | [9 empty] | Returned for credit |  | Returns | Returned
PH-GU-00072 | 2591 | N/A | SHIM TESLA METER | 1 |  |  | Store | UAE | Returned | 12 Months | [9 empty] | Returned for credit |  | Returns | Returned
PH-GU-00074 | 480691 | N/A | Shim Kit 1.0T-24ch | 1 |  |  | Store | UAE | Returned | 12 Months | [9 empty] | Returned for credit |  | Returns | Returned
PH-GU-00075 | 450207/D | N/A | Magnetic Field Camera | 1 |  |  | Store | UAE | Returned | 12 Months | [9 empty] | Returned for credit |  | Returns | Returned
PH-GU-00084 | 110320 | N/A | Earth Bonding Tester | 1 |  |  | Store | UAE | Returned | 12 Months | [9 empty] | Returned for credit |  | Returns | Returned
PH-GU-00085 | 120101 | N/A | Earth Bonding Tester | 1 |  |  | Store | UAE | Returned | 12 Months | [9 empty] | Returned for credit |  | Returns | Returned
PH-GU-00086 | 080109/480798 | N/A | Shim Kit 1.0T-24ch | 1 |  |  | Store | UAE | Returned | 12 Months | [9 empty] | Returned for credit |  | Returns | Returned
PH-GU-00087 | 2633 | N/A | SHIM TESLA METER | 1 |  |  | Store | UAE | Returned | 12 Months | [9 empty] | Returned for credit |  | Returns | Returned
PH-GU-00093 | 2286 | N/A | PS420-Multiparameter Simulator | 1 |  |  | Store | UAE | Returned | 12 Months | [9 empty] | Returned for credit |  | Returns | Returned
PH-GU-00095 | 450343/D | N/A | Magnetic Field Camera | 1 |  |  | Store | UAE | Returned | 12 Months | [9 empty] | Returned for credit |  | Returns | Returned
PH-GU-00099 | 450303/D | N/A | Magnetic Field Camera | 1 |  |  | Store | UAE | Returned | 12 Months | [9 empty] | Returned for credit |  | Returns | Returned
PH-GU-00106 | 3227 | N/A | TESLA METER | 1 |  |  | Store | Yemen | Returned | 12 Months | [9 empty] | Returned for credit |  | Returns | Returned
PH-GU-00110 | 2828 | N/A | TESLA METER | 1 |  |  | Store | Yemen | Returned | 12 Months | [9 empty] | Returned for credit |  | Returns | Returned
PH-GU-00120 | 450580 | N/A | Magnetic Field Camera | 1 |  |  | Store | UAE | Returned | 12 Months | [9 empty] | Returned for credit |  | Returns | Returned
PH-GU-00125 | 31006 | N/A | EARTH BONDING TESTER | 1 |  |  | Store | Oman | Returned | 12 Months | [9 empty] | Returned for credit |  | Returns | Returned
PH-GU-00159 | 06140214 | N/A | Mains Resistance Meter | 1 |  |  | Store | UAE | Returned | 12 Months | [9 empty] | Returned for credit |  | Returns | Returned
PH-GU-00164 | 71140160 | N/A | PMC46-HILT-Line Laser | 1 |  |  | Store | UAE | Returned | 12 Months | [9 empty] | Returned for credit |  | Returns | Returned
PH-GU-00168 | 061202/480689 | N/A | Shim Kit 1.0T-24ch | 1 |  |  | Store | UAE | Returned | 12 Months | [9 empty] | Returned for credit |  | Returns | Returned
PH-GU-00191 | 3330 | 812210658261 | Teslameter | 1 |  | 27927.9 | Store | Dubai | Active & Calibrated | 12 Months | PMS-HOLLAND | [8 empty] | Tool shipped to Qatar for Use in October |  | Annual tool count conducted in Dec 2016 and tool confirm in stock | In Stock
PH-GU-00193 | 3691041 | N/A | Flike-ESA 612-Electrical Safety Analyzer | 1 |  | 3375 | Store | Qatar | Active & Calibrated | 12 Months | FLUKE/Haris Al Afaq | [8 empty] | In country warehouse |  | Annual tool count conducted in Dec 2016 and tool confirm in stock | In Stock
PH-GU-00194 | 3691828 | N/A | Flike-ESA 612-Electrical Safety Analyzer | 1 |  | 3375 | Store | Qatar | Active & Calibrated | 12 Months | FLUKE/Haris Al Afaq | [8 empty] | In country warehouse |  | Annual tool count conducted in Dec 2016 and tool confirm in stock | In Stock
PH-GU-00195 | 3689829 | N/A | Flike-ESA 612-Electrical Safety Analyzer | 1 |  | 3375 | Store | Qatar | Active & Calibrated | 12 Months | FLUKE/Haris Al Afaq | [8 empty] | In country warehouse |  | Annual tool count conducted in Dec 2016 and tool confirm in stock | In Stock
PH-NM-00002 | 3226 | N/A | Teslameter | 1 |  |  | Store | Kuwait | Returned | 12 Months | [9 empty] | Returned for credit |  | Returns | Returned
PH-NM-00003 | 101006 | N/A | Earth Bonding Tester | 1 |  |  | Store | Kuwait | Returned | 12 Months | [9 empty] | Returned for credit |  | Returns | Returned
PH-NM-00004 | 11700054 | N/A | Fluke192C-Scopemeter | 1 |  |  | Store | Kuwait | Returned | 12 Months | [9 empty] | Returned for credit |  | Returns | Returned
PH-NM-00015 | 19500748 | N/A | Fluke 179 Multimeter | 1 |  |  | Store | UAE | Returned | 12 Months | [9 empty] | Returned for credit |  | Returns | Returned
PH-NM-00016 | 2884 | N/A | Teslameter | 1 |  |  | Store | Kuwait | Returned | 12 Months | [9 empty] | Returned for credit |  | Returns | Returned
PH-NM-00018 | 2922 | N/A | Teslameter | 1 |  |  | Store | Kuwait | Returned | 12 Months | [9 empty] | Returned for credit |  | Returns | Returned
PH-NM-00019 | 63255 | N/A | Earth Bonding Tester | 1 |  |  | Store | Kuwait | Returned | 12 Months | [9 empty] | Returned for credit |  | Returns | Returned
PH-NM-00020 | 3235 | N/A | Tesla meter | 1 |  |  | Store | Kuwait | Returned | 12 Months | [9 empty] | Returned for credit |  | Returns | Returned
NO serial | 165097 | N/A | unforms meter S/N 165097 | 1 |  |  | Sunil Dhar | Bahrain | Returned | No Calibration | [9 empty] | Returned for credit |  | Returns | Returned
PH-GU-00005 | 165231, 165097, 191049 | N/A | Unfors Xi (mAs), Det.RF&M, Light) | 1 |  | 1120 | Sunil Dhar | Bahrain | Returned | 12 Months | [9 empty] | Returned for credit |  | Returns | Returned
PH-GU-00006 | 11430304 | N/A | Fluke177-Multimeter | 1 |  | 230 | Sunil Dhar | Bahrain | Active & Calibrated | 12 Months | Haris Al Afaq | 2014-01-25 | 2015-01-25 | 2015-01-27 | 2016-01-27 | 2016-01-17 | 2017-01-17 |  |  | In possession of FSE |  | Annual tool count conducted in Dec 2016 and tool confirm in stock | In Stock
PH-GU-00052 | 110539 | 452298038073 | Earth Bonding Tester | 1 |  | 4443.08 | Sunil Dhar | Bahrain | Active & Calibrated | 12 Months | PMS-HOLLAND | 2014-07-07 | 2015-07-07 | 2015-08-02 | 2016-08-02 | 2016-08-24 | 2017-08-24 |  |  | In possession of FSE |  | Annual tool count conducted in Dec 2016 and tool confirm in stock | In Stock
PH-GU-00175 | 220201, 218174, 219424 | N/A | mAs, R/F Sensor, Light Sensor | 1 |  | 9320 | Sunil Dhar | Bahrain | Active & Calibrated | 12 Months | RaySafe |  |  | 2015-10-22 | 2016-10-22 | 2016-11-21 | 2017-11-21 |  |  | In possession of FSE |  | Annual tool count conducted in Dec 2016 and tool confirm in stock | In Stock
PH-GU-NC-318 | N/A | 452221042312 | Smart card reader mem 6121 | 1 |  | 26.84 | Sunil Dhar | Bahrain | Active no calibration needed | No Calibration | [9 empty] | In possession of FSE |  | Annual tool count conducted in Dec 2016 and tool confirm in stock | In Stock
PH-GU-NC-319 | N/A | 452221042322 | smart card type sle66cx322p tc | 1 |  | 19.95 | Sunil Dhar | Bahrain | Active no calibration needed | No Calibration | [9 empty] | In possession of FSE |  | Annual tool count conducted in Dec 2016 and tool confirm in stock | In Stock
PH-GU-NC-320 | N/A | 453566224761 | all=static cont kit | 1 |  | 91.51 | Sunil Dhar | Bahrain | Active no calibration needed | No Calibration | [9 empty] | In possession of FSE |  | Annual tool count conducted in Dec 2016 and tool confirm in stock | In Stock
PH-GU-NC-321 | N/A | 453567515291 | altera usb-blaster programmer | 1 |  | 76.19 | Sunil Dhar | Bahrain | Active no calibration needed | No Calibration | [9 empty] | In possession of FSE |  | Annual tool count conducted in Dec 2016 and tool confirm in stock | In Stock
PH-GU-NC-322 | N/A | 452298038462 | level I IQ tool kit | 1 |  | 3759.22 | Sunil Dhar | Bahrain | Active no calibration needed | No Calibration | [9 empty] | In possession of FSE |  | Annual tool count conducted in Dec 2016 and tool confirm in stock | In Stock
PH-GU-NC-323 | N/A | 453567001111 | Gantry Jumper By Pass Service Kit | 1 |  | 688.04 | Sunil Dhar | Bahrain | Active no calibration needed | No Calibration | [9 empty] | In possession of FSE |  | Annual tool count conducted in Dec 2016 and tool confirm in stock | In Stock
PH-GU-00081 | 20440715 | N/A | Fluke179-Multimeter | 1 |  | 234 | T. Dharmaraj. | UAE | Active & Calibrated | 12 Months | Haris Al Afaq | 2014-07-10 | 2015-07-10 | 2015-07-05 | 2016-07-05 | 2016-08-02 | 2017-08-02 |  |  | In possession of FSE |  | Annual tool count conducted in Dec 2016 and tool confirm in stock | In Stock
PH-GU-NC-324 | N/A | 459801062281 | Fluke179-Multimeter | 1 |  | 73.14 | T. Dharmaraj. | UAE | Active no calibration needed | No Calibration | [9 empty] | In possession of FSE |  | Annual tool count conducted in Dec 2016 and tool confirm in stock | In Stock
PH-GU-NC-325 | N/A | 453567026041 | ACS SOFTWARE TOOL KIT | 1 |  | 8.11 | T. Dharmaraj. | UAE | Active no calibration needed | No Calibration | [9 empty] | In possession of FSE |  | Annual tool count conducted in Dec 2016 and tool confirm in stock | In Stock
PH-GU-NC-326 | N/A | 452250066061 | Collimator test tool | 1 |  | 289.68 | T. Dharmaraj. | UAE | Active no calibration needed | No Calibration | [9 empty] | In possession of FSE |  | Annual tool count conducted in Dec 2016 and tool confirm in stock | In Stock
PH-GU-NC-327 | N/A | 452250066071 | Beam alignment test tool | 1 |  | 322.8 | T. Dharmaraj. | UAE | Active no calibration needed | No Calibration | [9 empty] | In possession of FSE |  | Annual tool count conducted in Dec 2016 and tool confirm in stock | In Stock
PH-GU-NC-328 | N/A | 452210466114 | D-CONNECTOR MEASUREMENTTOOL | 1 |  | 112.93 | T. Dharmaraj. | UAE | Active no calibration needed | No Calibration | [9 empty] | In possession of FSE |  | Annual tool count conducted in Dec 2016 and tool confirm in stock | In Stock
PH-GU-NC-329 | N/A | 453566284931 | CT=IQ TOOLS W/CASE | 1 |  | 298.1 | T. Dharmaraj. | UAE | Active no calibration needed | No Calibration | [9 empty] | In possession of FSE |  | Annual tool count conducted in Dec 2016 and tool confirm in stock | In Stock
PH-GU-NC-330 | N/A | 453567560151 | Kit, Moog Velocity Laser Power | 1 |  | 69.37 | T. Dharmaraj. | UAE | Active no calibration needed | No Calibration | [9 empty] | In possession of FSE |  | Annual tool count conducted in Dec 2016 and tool confirm in stock | In Stock
PH-GU-NC-331 | N/A | 453567515291 | Altera USB-Blaster Programmer Kit | 1 |  | 76.19 | T. Dharmaraj. | UAE | Active no calibration needed | No Calibration | [9 empty] | In possession of FSE |  | Annual tool count conducted in Dec 2016 and tool confirm in stock | In Stock
PH-GU-NC-332 | N/A | 453567558681 | FPGA Download Kit | 1 |  | 263.44 | T. Dharmaraj. | UAE | Active no calibration needed | No Calibration | [9 empty] | In possession of FSE |  | Annual tool count conducted in Dec 2016 and tool confirm in stock | In Stock
PH-GU-NC-333 | N/A | 453567001111 | SGL GANTRY JUMPER SERVICE KIT | 1 |  | 688.04 | T. Dharmaraj. | UAE | Active no calibration needed | No Calibration | [9 empty] | In possession of FSE |  | Annual tool count conducted in Dec 2016 and tool confirm in stock | In Stock
PH-GU-NC-334 | N/A | 453567560151 | Kit, Moog Velocity Laser Power | 1 |  | 69.37 | T. Dharmaraj. | UAE | Active no calibration needed | No Calibration | [9 empty] | In possession of FSE |  | Annual tool count conducted in Dec 2016 and tool confirm in stock | In Stock
PH-GU-NC-335 | N/A | 453567558681 | FPGA Download Kit | 1 |  | 263.44 | T. Dharmaraj. | UAE | Active no calibration needed | No Calibration | [9 empty] | In possession of FSE |  | Annual tool count conducted in Dec 2016 and tool confirm in stock | In Stock
PH-GU-NC-336 | N/A | 453567001111 | SGL GANTRY JUMPER SERVICE KIT | 1 |  | 688.04 | T. Dharmaraj. | UAE | Active no calibration needed | No Calibration | [9 empty] | In possession of FSE |  | Annual tool count conducted in Dec 2016 and tool confirm in stock | In Stock
PH-GU-NC-403 | N/A | 453199901822 | Geometry Cal. Phantom | 1 |  | 184.12 | Tamer | Qatar - Doha | Active no calibration needed | No Calibration | [9 empty] | In possession of FSE |  | Annual tool count conducted in Dec 2016 and tool confirm in stock | In Stock
PH-GU-NC-400 | N/A | 812210267554 | AMP CLAMPTOOL | 1 |  | 3670.52 | Tamer | Qatar - Doha | Active no calibration needed | No Calibration | [9 empty] | In possession of FSE |  | Annual tool count conducted in Dec 2016 and tool confirm in stock | In Stock
PH-GU-NC-390 | N/A | 453199902232 | QC and L30 SE tools kit case | 1 |  | 7446.39 | Tamer | Qatar - Doha | Active no calibration needed | No Calibration | [9 empty] | In possession of FSE |  | Annual tool count conducted in Dec 2016 and tool confirm in stock | In Stock
PH-GU-NC-387 | N/A | 812210267552 | AMP CLAMPTOOL | 1 |  | 3670.52 | Tamer | Qatar - Doha | Active no calibration needed | No Calibration | [9 empty] | In possession of FSE |  | Annual tool count conducted in Dec 2016 and tool confirm in stock | In Stock
PH-GU-NC-385 | N/A | 459800089031 | Tool, XRT Strap Pad Assy | 1 |  | 310.46 | Tamer | Bahrain - Manama | Active no calibration needed | No Calibration | [9 empty] | In possession of FSE |  | Annual tool count conducted in Dec 2016 and tool confirm in stock | In Stock
PH-GU-NC-384 | N/A | 453566495101 | GENERATOR SERVICE TOOL | 1 |  | 804.07 | Tamer | Bahrain - Manama | Active no calibration needed | No Calibration | [9 empty] | In possession of FSE |  | Annual tool count conducted in Dec 2016 and tool confirm in stock | In Stock
PH-GU-NC-383 | N/A | 459800089031 | Tool, XRT Strap Pad Assy | 1 |  | 310.46 | Tamer | Bahrain - Manama | Active no calibration needed | No Calibration | [9 empty] | In possession of FSE |  | Annual tool count conducted in Dec 2016 and tool confirm in stock | In Stock
NO serial | N/A | 452221042322 | smart card | 1 |  | 19.95 | Tamer Nawara | Qatar | Returned | No Calibration | [9 empty] | Lost by FSE hence added to Returned list after written off approval |  | Returns | Returned
NO serial | N/A | 452221042312 | usb smart card reader | 1 |  | 26.84 | Tamer Nawara | Qatar | Returned | No Calibration | [9 empty] | Lost by FSE hence added to Returned list after written off approval |  | Returns | Returned
PH-GU-00038 | 164224, 164917 | N/A | Unfors Xi RF detector, mAs | 1 |  |  | Tamer Nawara | Qatar | Returned | 12 Months | [9 empty] | Returned for credit |  | Returns | Returned
PH-GU-00130 | 23160614 | N/A | Fluke 179-Multimeter | 1 |  | 234 | Tamer Nawara | Qatar | Active & Calibrated | 12 Months | PROMPT | 2014-11-10 | 2015-11-09 | 2015-11-11 | 2016-11-11 | 2016-11-06 | 2017-11-06 |  |  | In possession of FSE |  | Annual tool count conducted in Dec 2016 and tool confirm in stock | In Stock
PH-GU-00145 | 6987, SL8-3758, Ox7202 | N/A | Simulator Kit with SC-5 CE SimCube - Proonk | 1 |  | 4939 | Tamer Nawara | Qatar | Active & Calibrated | 12 Months | Pronk |  |  | 2015-02-05 | 2016-02-05 | 2016-03-07 | 2017-03-07 |  |  | Sent to Qatar on 17/06/2015 | Sent to Balaji on 10/03/2015 | Annual tool count conducted in Dec 2016 and tool confirm in stock | In Stock
PH-GU-00185 | 13120184 | 452230023621 | MAINS RESISTANCE METER MRM100 | 1 |  | 3431.14 | Tamer Nawara | Bahrain | Active & Calibrated | 12 Months | Grey Macanzie | 2016-08-24: 2016-05-03; 2017-08-24: 2017-05-03 |  |  | In possession of FSE |  | Annual tool count conducted in Dec 2016 and tool confirm in stock | In Stock
PH-GU-NC-340 | N/A | 452298038262 | standard tool kit | 1 |  | 664.48 | Tamer Nawara | Qatar | Active no calibration needed | No Calibration | [9 empty] | In possession of FSE |  | Annual tool count conducted in Dec 2016 and tool confirm in stock | In Stock
PH-GU-NC-341 | N/A | 452250066171 | compact tool kit | 1 |  | 136.94 | Tamer Nawara | Qatar | Active no calibration needed | No Calibration | [9 empty] | In possession of FSE |  | Annual tool count conducted in Dec 2016 and tool confirm in stock | In Stock
PH-GU-NC-359 | N/A | 453566495101 | GENERATOR SERVICE TOOL | 1 |  | 804.07 | Tamer Nawara | Bahrain | Active no calibration needed | No Calibration | [9 empty] | In possession of FSE |  | Annual tool count conducted in Dec 2016 and tool confirm in stock | In Stock
PH-GU-NC-361 | N/A | 459800089031 | Tool, XRT Strap Pad Assy | 1 |  | 310.46 | Tamer Nawara | Bahrain | Active no calibration needed | No Calibration | [9 empty] | In possession of FSE |  | Annual tool count conducted in Dec 2016 and tool confirm in stock | In Stock
PH-GU-NC-362 | N/A | 459800089031 | Tool, XRT Strap Pad Assy | 1 |  | 310.46 | Tamer Nawara | Bahrain | Active no calibration needed | No Calibration | [9 empty] | In possession of FSE |  | Annual tool count conducted in Dec 2016 and tool confirm in stock | In Stock
PH-GU-NC-365 | N/A | 453199902232 | QC and L30 SE tools kit case | 1 |  | 7446.39 | Tamer Nawara | Qatar | Active no calibration needed | No Calibration | [9 empty] | In possession of FSE |  | Annual tool count conducted in Dec 2016 and tool confirm in stock | In Stock
PH-GU-NC-369 | N/A | 812210652801 | ADDITION ADAPTOR USB 2.0 TO SERIAL | 1 |  | 46.55 | Tamer Nawara | Qatar | Active no calibration needed | No Calibration | [9 empty] | In possession of FSE |  | Annual tool count conducted in Dec 2016 and tool confirm in stock | In Stock
PH-GU-NC-370 | N/A | 812210267552 | AMP CLAMPTOOL | 1 |  | 3670.52 | Tamer Nawara | Qatar | Active no calibration needed | No Calibration | [9 empty] | In possession of FSE |  | Annual tool count conducted in Dec 2016 and tool confirm in stock | In Stock
PH-GU-00039 | 11430301 | N/A | Fluke 177 Multimeter | 1 |  | 230 | Waseem Elbialy | Qatar | Returned | 12 Months | Qcal | 2014-11-10 | 2015-11-09 | 2015-11-11 | 2016-11-11 |  |  |  |  | found back tool | tool lost by FSE as per mail dated 25/8/2016, hence tool removed from list | Returns | Returned
PH-GU-00183 | 0608510232 | 812210276882 | NON MAGNETIC TORQUE WRENCH TOOL CASE | 1 |  | 8221.2 | Waseem Elbialy | Qatar | Active & Calibrated | 12 Months | Grey Macanzie | 2016-08-02: 2016-03-29; 2016-08-24: 2016-03-29; 2017-08-24: 2017-03-29 |  |  | In possession of FSE |  | Annual tool count conducted in Dec 2016 and tool confirm in stock | In Stock
PH-GU-00192 | 450716 | 812210658271 | Magnetic Field Camera | 1 |  | 34577.4 | Waseem Elbialy | Qatar | Active & Calibrated | 12 Months | PMS-HOLLAND | [8 empty] | Tool shipped to Qatar for Use in November |  | Annual tool count conducted in Dec 2016 and tool confirm in stock | In Stock
PH-GU-NC-337 | N/A | 452221042312 | usb smart card reader | 1 |  | #REF! | Waseem Elbialy | Qatar | Returned | No Calibration | [9 empty] | missplaced by FSE |  | Returns | Returned
PH-GU-NC-338 | N/A | 452221042322 | smart card | 1 |  | 19.95 | Waseem Elbialy | Qatar | Returned | No Calibration | [9 empty] | missplaced by FSE |  | Returns | Returned
PH-GU-NC-343 | N/A | 452213054418 | non magnetic tool kit | 1 |  | 1467.98 | Waseem Elbialy | Qatar | Active no calibration needed | No Calibration | [9 empty] | In possession of FSE |  | Annual tool count conducted in Dec 2016 and tool confirm in stock | In Stock
PH-GU-NC-344 | N/A | 452298038262 | TOOLSET | 1 |  | 664.48 | Waseem Elbialy | Qatar | Active no calibration needed | No Calibration | [9 empty] | In possession of FSE |  | Annual tool count conducted in Dec 2016 and tool confirm in stock | In Stock
PH-GU-NC-345 | N/A | 459800881401 | OMNIKEY 6221 USB Smart Card Reader | 1 |  | 33.69 | Waseem Elbialy | Qatar | Active no calibration needed | No Calibration | [9 empty] | In possession of FSE |  | Annual tool count conducted in Dec 2016 and tool confirm in stock | In Stock
PH-GU-NC-346 | N/A | 452250066171 | TOOL KIT, COMPACT | 1 |  | 136.94 | Waseem Elbialy | Qatar | Active no calibration needed | No Calibration | [9 empty] | In possession of FSE |  | Annual tool count conducted in Dec 2016 and tool confirm in stock | In Stock
PH-GU-NC-357 | N/A | 459800499201 | GLYCOL CONTENT INDICATOR | 1 |  | 7.86 | Waseem Elbialy | Qatar | Active no calibration needed | No Calibration | [9 empty] | In possession of FSE |  | Annual tool count conducted in Dec 2016 and tool confirm in stock | In Stock
PH-GU-NC-358 | N/A | 989606101231 | CAL.TOOL L.RES.MON. | 1 |  | 266.69 | Waseem Elbialy | Qatar | Active no calibration needed | No Calibration | [9 empty] | In possession of FSE |  | Annual tool count conducted in Dec 2016 and tool confirm in stock | In Stock
PH-GU-NC-364 | N/A | 459800881391 | Service Smart Card | 1 |  | 6.66 | Waseem Elbialy | Qatar | Active no calibration needed | No Calibration | [9 empty] | In possession of FSE |  | Annual tool count conducted in Dec 2016 and tool confirm in stock | In Stock
PH-GU-NC-366 | N/A | 452213161041 | POSITIONING JIG CMN | 1 |  | 41.09 | Waseem Elbialy | Qatar | Active no calibration needed | No Calibration | [9 empty] | In possession of FSE |  | Annual tool count conducted in Dec 2016 and tool confirm in stock | In Stock
PH-GU-NC-386 | N/A | 812210276882 | NON MAGNETIC TORQUE WRENCH TOOL CASE | 1 |  | 8221.2 | Waseem Elbialy | Qatar - Doha | Active no calibration needed | No Calibration | [9 empty] | In possession of FSE |  | Annual tool count conducted in Dec 2016 and tool confirm in stock | In Stock
PH-GU-NC-382 | N/A | 989606101231 | CAL.TOOL L.RES.MON. | 1 |  | 266.69 | Waseem Elbialy | Qatar - Doha | Active no calibration needed | No Calibration | [9 empty] | In possession of FSE |  | Annual tool count conducted in Dec 2016 and tool confirm in stock | In Stock
PH-GU-00047 | 13450977 | N/A | Fluke177-Multimeter | 1 |  | 230 | Yameen Shaikh | UAE | Active & Calibrated | 12 Months | Haris Al Afaq | 2014-09-15 | 2015-09-15 | 2015-09-13 | 2016-09-13 | 2016-09-29 | 2017-09-29 |  |  | In possession of FSE |  | Annual tool count conducted in Dec 2016 and tool confirm in stock | In Stock
PH-GU-00190 | 3578001 | N/A | Electrical Safety Ananlyser | 1 |  | 3467 | Yameen Shaikh | UAE | Active & Calibrated | 12 Months | Haris Al Afaq | 2016-08-24: 2016-09-06; 2017-08-24: 2017-09-06 |  |  |  |  | Annual tool count conducted in Dec 2016 and tool confirm in stock | In Stock
PH-GU-NC-347 | N/A | 452213307961 | C78x TOOLS BITS & SOCKETS | 1 |  | 555.66 | Yameen Shaikh | UAE | Active no calibration needed | No Calibration | [9 empty] | In possession of FSE |  | Annual tool count conducted in Dec 2016 and tool confirm in stock | In Stock
PH-GU-NC-348 | N/A | 452250066171 | TOOL KIT, COMPACT | 1 |  | 136.94 | Yameen Shaikh | UAE | Active no calibration needed | No Calibration | [9 empty] | In possession of FSE |  | Annual tool count conducted in Dec 2016 and tool confirm in stock | In Stock
PH-GU-NC-349 | N/A | 452215022491 | WRENCH CRYO COOLER SERVICE | 1 |  | 9.99 | Yameen Shaikh | UAE | Active no calibration needed | No Calibration | [9 empty] | In possession of FSE |  | Annual tool count conducted in Dec 2016 and tool confirm in stock | In Stock
PH-GU-NC-350 | N/A | 452215012601 | ADAPTER FITTING WITH VALVE 8F | 1 |  | 156.51 | Yameen Shaikh | UAE | Active no calibration needed | No Calibration | [9 empty] | In possession of FSE |  | Annual tool count conducted in Dec 2016 and tool confirm in stock | In Stock
PH-GU-NC-351 | N/A | 452215022601 | HIGH PRESSURE HOSE ASSY | 1 |  | 31.55 | Yameen Shaikh | UAE | Active no calibration needed | No Calibration | [9 empty] | In possession of FSE |  | Annual tool count conducted in Dec 2016 and tool confirm in stock | In Stock
TC099 | 29070390 | N/A | phantom multipurpose | 1 |  | 225 | Yameen Shaikh | UAE | Active no calibration needed | No Calibration | [9 empty] | In possession of FSE |  | Annual tool count conducted in Dec 2016 and tool confirm in stock | In Stock
PH-GU-00003 | 11310145 | N/A | Fluke177-Multimeter | 1 |  | 230 | Yousof Hassan | UAE | Returned | 12 Months | Haris Al Afaq | 2014-02-22 | 2015-02-22 | 2015-02-28 | 2016-02-28 | 2016-02-08 | 2017-02-08 |  |  | Tool lost by FSE as per Amjad mail dated 21/8/2016, tool removed from list |  | Returns | Returned
PH-GU-00128 | 209370, 208450, 222536, 204742 | N/A | Unfors mas, RF Sensor, MAM sensor, CT Sensor, Light sensor, | 1 |  | 1120 | Yousof Hassan | UAE | Active & Calibrated | 12 Months | RaySafe | 2014-10-13 | 2015-10-13 | 2015-10-28 | 2016-10-28 | 2016-11-03 | 2017-11-03 |  |  | Received from calibartion on 9/11/2016 | Sent for calibration on 25/10/2016 | Annual tool count conducted in Dec 2016 and tool confirm in stock | In Stock
PH-GU-00171 | 140539328 | N/A | Clamp Meter-HIOKI 3283 | 1 |  | 1 | Yousof Hassan | UAE | Active & Calibrated | 12 Months | HIOKI |  |  | 2015-10-18 | 2016-10-18 | 2016-11-09 | 2017-11-09 |  |  | In possession of FSE |  | Annual tool count conducted in Dec 2016 and tool confirm in stock | In Stock
PH-GU-00181 | 30420012 | N/A | Fluke-287 | 1 |  | 329 | Yousof Hassan | UAE | Active & Calibrated | 12 Months | Haris Al Afaq | 2016-10-28: 2016-02-15; 2016-11-03: 2016-02-15; 2017-11-03: 2017-02-15 |  |  | handed over to yousof on 21/8/2016 |  | Annual tool count conducted in Dec 2016 and tool confirm in stock | In Stock
PH-GU-00128 | 203450, 202750 | N/A | CT Sensor, MAM | 1 |  |  | Yousof Hassan | UAE | Returned | 12 Months | RaySafe | 2014-10-13: 2016-10-28; 2016-10-28: Received from calibartion on 9/11/2016; 2016-11-03: Sent for calibration on 25/10/2016 |  |  |  |  | Returns | Returned